## Installed Capacity
GT | Year 0 | Year 1 | Year 2 | Year 3 | Year 4 | Year 5 | Year 6 | Year 7 | Year 8 | Year 9 | Year 10 | Year 11 | Year 12 | Year 13 | Year 14 | Year 15 | Year 16 | Year 17 | Year 18 | Year 19
Diesel | 7.1661 | 0 | 0 | 0 | 0 | 0 | 0 | 0 | 0 | 0 | 0 | 0 | 0 | 0 | 0 | 0 | 0 | 0 | 0 | 0
PV | 25.0869 | 30 | 30 | 30 | 30 | 30 | 30 | 30 | 30 | 30 | 30 | 30 | 30 | 30 | 30 | 30 | 30 | 30 | 30 | 30
Wind | 17.2208 | 25 | 25 | 25 | 25 | 25 | 25 | 25 | 25 | 25 | 25 | 25 | 25 | 25 | 25 | 25 | 25 | 25 | 25 | 25

## Added Capacity
GT | Year 0 | Year 1 | Year 2 | Year 3 | Year 4 | Year 5 | Year 6 | Year 7 | Year 8 | Year 9 | Year 10 | Year 11 | Year 12 | Year 13 | Year 14 | Year 15 | Year 16 | Year 17 | Year 18 | Year 19
Diesel | 7.1661 | 0 | 0 | 0 | 0 | 0 | 0 | 0 | 0 | 0 | 0 | 0 | 0 | 0 | 0 | 0 | 0 | 0 | 0 | 0
PV | 25.0869 | 4.9131 | 0 | 0 | 0 | 0 | 0 | 0 | 0 | 0 | 0 | 0 | 0 | 0 | 0 | 0 | 0 | 0 | 0 | 0
Wind | 17.2208 | 7.7792 | 0 | 0 | 0 | 0 | 0 | 0 | 0 | 0 | 0 | 0 | 0 | 0 | 0 | 0 | 0 | 0 | 0 | 0

## Retired Capacity
Generation Technology | Year | Year 0 | Year 1 | Year 2 | Year 3 | Year 4 | Year 5 | Year 6 | Year 7 | Year 8 | Year 9 | Year 10 | Year 11 | Year 12 | Year 13 | Year 14 | Year 15 | Year 16 | Year 17 | Year 18 | Year 19
Diesel | 0 | 0 | 0 | 0 | 0 | 0 | 0 | 0 | 0 | 0 | 0 | 0 | 0 | 0 | 0 | 0 | 0 | 0 | 0 | 0 | 0
Diesel | 1 | 7.1661 | 0 | 0 | 0 | 0 | 0 | 0 | 0 | 0 | 0 | 0 | 0 | 0 | 0 | 0 | 0 | 0 | 0 | 0 | 0
Diesel | 2 | 0 | 0 | 0 | 0 | 0 | 0 | 0 | 0 | 0 | 0 | 0 | 0 | 0 | 0 | 0 | 0 | 0 | 0 | 0 | 0
Diesel | 3 | 0 | 0 | 0 | 0 | 0 | 0 | 0 | 0 | 0 | 0 | 0 | 0 | 0 | 0 | 0 | 0 | 0 | 0 | 0 | 0
Diesel | 4 | 0 | 0 | 0 | 0 | 0 | 0 | 0 | 0 | 0 | 0 | 0 | 0 | 0 | 0 | 0 | 0 | 0 | 0 | 0 | 0
Diesel | 5 | 0 | 0 | 0 | 0 | 0 | 0 | 0 | 0 | 0 | 0 | 0 | 0 | 0 | 0 | 0 | 0 | 0 | 0 | 0 | 0
Diesel | 6 | 0 | 0 | 0 | 0 | 0 | 0 | 0 | 0 | 0 | 0 | 0 | 0 | 0 | 0 | 0 | 0 | 0 | 0 | 0 | 0
Diesel | 7 | 0 | 0 | 0 | 0 | 0 | 0 | 0 | 0 | 0 | 0 | 0 | 0 | 0 | 0 | 0 | 0 | 0 | 0 | 0 | 0
Diesel | 8 | 0 | 0 | 0 | 0 | 0 | 0 | 0 | 0 | 0 | 0 | 0 | 0 | 0 | 0 | 0 | 0 | 0 | 0 | 0 | 0
Diesel | 9 | 0 | 0 | 0 | 0 | 0 | 0 | 0 | 0 | 0 | 0 | 0 | 0 | 0 | 0 | 0 | 0 | 0 | 0 | 0 | 0
Diesel | 10 | 0 | 0 | 0 | 0 | 0 | 0 | 0 | 0 | 0 | 0 | 0 | 0 | 0 | 0 | 0 | 0 | 0 | 0 | 0 | 0
Diesel | 11 | 0 | 0 | 0 | 0 | 0 | 0 | 0 | 0 | 0 | 0 | 0 | 0 | 0 | 0 | 0 | 0 | 0 | 0 | 0 | 0
Diesel | 12 | 0 | 0 | 0 | 0 | 0 | 0 | 0 | 0 | 0 | 0 | 0 | 0 | 0 | 0 | 0 | 0 | 0 | 0 | 0 | 0
Diesel | 13 | 0 | 0 | 0 | 0 | 0 | 0 | 0 | 0 | 0 | 0 | 0 | 0 | 0 | 0 | 0 | 0 | 0 | 0 | 0 | 0
Diesel | 14 | 0 | 0 | 0 | 0 | 0 | 0 | 0 | 0 | 0 | 0 | 0 | 0 | 0 | 0 | 0 | 0 | 0 | 0 | 0 | 0
Diesel | 15 | 0 | 0 | 0 | 0 | 0 | 0 | 0 | 0 | 0 | 0 | 0 | 0 | 0 | 0 | 0 | 0 | 0 | 0 | 0 | 0
Diesel | 16 | 0 | 0 | 0 | 0 | 0 | 0 | 0 | 0 | 0 | 0 | 0 | 0 | 0 | 0 | 0 | 0 | 0 | 0 | 0 | 0
Diesel | 17 | 0 | 0 | 0 | 0 | 0 | 0 | 0 | 0 | 0 | 0 | 0 | 0 | 0 | 0 | 0 | 0 | 0 | 0 | 0 | 0
Diesel | 18 | 0 | 0 | 0 | 0 | 0 | 0 | 0 | 0 | 0 | 0 | 0 | 0 | 0 | 0 | 0 | 0 | 0 | 0 | 0 | 0
Diesel | 19 | 0 | 0 | 0 | 0 | 0 | 0 | 0 | 0 | 0 | 0 | 0 | 0 | 0 | 0 | 0 | 0 | 0 | 0 | 0 | 0
PV | 0 | 0 | 0 | 0 | 0 | 0 | 0 | 0 | 0 | 0 | 0 | 0 | 0 | 0 | 0 | 0 | 0 | 0 | 0 | 0 | 0
PV | 1 | 0 | 0 | 0 | 0 | 0 | 0 | 0 | 0 | 0 | 0 | 0 | 0 | 0 | 0 | 0 | 0 | 0 | 0 | 0 | 0
PV | 2 | 0 | 0 | 0 | 0 | 0 | 0 | 0 | 0 | 0 | 0 | 0 | 0 | 0 | 0 | 0 | 0 | 0 | 0 | 0 | 0
PV | 3 | 0 | 0 | 0 | 0 | 0 | 0 | 0 | 0 | 0 | 0 | 0 | 0 | 0 | 0 | 0 | 0 | 0 | 0 | 0 | 0
PV | 4 | 0 | 0 | 0 | 0 | 0 | 0 | 0 | 0 | 0 | 0 | 0 | 0 | 0 | 0 | 0 | 0 | 0 | 0 | 0 | 0
PV | 5 | 0 | 0 | 0 | 0 | 0 | 0 | 0 | 0 | 0 | 0 | 0 | 0 | 0 | 0 | 0 | 0 | 0 | 0 | 0 | 0
PV | 6 | 0 | 0 | 0 | 0 | 0 | 0 | 0 | 0 | 0 | 0 | 0 | 0 | 0 | 0 | 0 | 0 | 0 | 0 | 0 | 0
PV | 7 | 0 | 0 | 0 | 0 | 0 | 0 | 0 | 0 | 0 | 0 | 0 | 0 | 0 | 0 | 0 | 0 | 0 | 0 | 0 | 0
PV | 8 | 0 | 0 | 0 | 0 | 0 | 0 | 0 | 0 | 0 | 0 | 0 | 0 | 0 | 0 | 0 | 0 | 0 | 0 | 0 | 0
PV | 9 | 0 | 0 | 0 | 0 | 0 | 0 | 0 | 0 | 0 | 0 | 0 | 0 | 0 | 0 | 0 | 0 | 0 | 0 | 0 | 0
PV | 10 | 0 | 0 | 0 | 0 | 0 | 0 | 0 | 0 | 0 | 0 | 0 | 0 | 0 | 0 | 0 | 0 | 0 | 0 | 0 | 0
PV | 11 | 0 | 0 | 0 | 0 | 0 | 0 | 0 | 0 | 0 | 0 | 0 | 0 | 0 | 0 | 0 | 0 | 0 | 0 | 0 | 0
PV | 12 | 0 | 0 | 0 | 0 | 0 | 0 | 0 | 0 | 0 | 0 | 0 | 0 | 0 | 0 | 0 | 0 | 0 | 0 | 0 | 0
PV | 13 | 0 | 0 | 0 | 0 | 0 | 0 | 0 | 0 | 0 | 0 | 0 | 0 | 0 | 0 | 0 | 0 | 0 | 0 | 0 | 0
PV | 14 | 0 | 0 | 0 | 0 | 0 | 0 | 0 | 0 | 0 | 0 | 0 | 0 | 0 | 0 | 0 | 0 | 0 | 0 | 0 | 0
PV | 15 | 0 | 0 | 0 | 0 | 0 | 0 | 0 | 0 | 0 | 0 | 0 | 0 | 0 | 0 | 0 | 0 | 0 | 0 | 0 | 0
PV | 16 | 0 | 0 | 0 | 0 | 0 | 0 | 0 | 0 | 0 | 0 | 0 | 0 | 0 | 0 | 0 | 0 | 0 | 0 | 0 | 0
PV | 17 | 0 | 0 | 0 | 0 | 0 | 0 | 0 | 0 | 0 | 0 | 0 | 0 | 0 | 0 | 0 | 0 | 0 | 0 | 0 | 0
PV | 18 | 0 | 0 | 0 | 0 | 0 | 0 | 0 | 0 | 0 | 0 | 0 | 0 | 0 | 0 | 0 | 0 | 0 | 0 | 0 | 0
PV | 19 | 0 | 0 | 0 | 0 | 0 | 0 | 0 | 0 | 0 | 0 | 0 | 0 | 0 | 0 | 0 | 0 | 0 | 0 | 0 | 0
Wind | 0 | 0 | 0 | 0 | 0 | 0 | 0 | 0 | 0 | 0 | 0 | 0 | 0 | 0 | 0 | 0 | 0 | 0 | 0 | 0 | 0
Wind | 1 | 0 | 0 | 0 | 0 | 0 | 0 | 0 | 0 | 0 | 0 | 0 | 0 | 0 | 0 | 0 | 0 | 0 | 0 | 0 | 0
Wind | 2 | 0 | 0 | 0 | 0 | 0 | 0 | 0 | 0 | 0 | 0 | 0 | 0 | 0 | 0 | 0 | 0 | 0 | 0 | 0 | 0
Wind | 3 | 0 | 0 | 0 | 0 | 0 | 0 | 0 | 0 | 0 | 0 | 0 | 0 | 0 | 0 | 0 | 0 | 0 | 0 | 0 | 0
Wind | 4 | 0 | 0 | 0 | 0 | 0 | 0 | 0 | 0 | 0 | 0 | 0 | 0 | 0 | 0 | 0 | 0 | 0 | 0 | 0 | 0
Wind | 5 | 0 | 0 | 0 | 0 | 0 | 0 | 0 | 0 | 0 | 0 | 0 | 0 | 0 | 0 | 0 | 0 | 0 | 0 | 0 | 0
Wind | 6 | 0 | 0 | 0 | 0 | 0 | 0 | 0 | 0 | 0 | 0 | 0 | 0 | 0 | 0 | 0 | 0 | 0 | 0 | 0 | 0
Wind | 7 | 0 | 0 | 0 | 0 | 0 | 0 | 0 | 0 | 0 | 0 | 0 | 0 | 0 | 0 | 0 | 0 | 0 | 0 | 0 | 0
Wind | 8 | 0 | 0 | 0 | 0 | 0 | 0 | 0 | 0 | 0 | 0 | 0 | 0 | 0 | 0 | 0 | 0 | 0 | 0 | 0 | 0
Wind | 9 | 0 | 0 | 0 | 0 | 0 | 0 | 0 | 0 | 0 | 0 | 0 | 0 | 0 | 0 | 0 | 0 | 0 | 0 | 0 | 0
Wind | 10 | 0 | 0 | 0 | 0 | 0 | 0 | 0 | 0 | 0 | 0 | 0 | 0 | 0 | 0 | 0 | 0 | 0 | 0 | 0 | 0
Wind | 11 | 0 | 0 | 0 | 0 | 0 | 0 | 0 | 0 | 0 | 0 | 0 | 0 | 0 | 0 | 0 | 0 | 0 | 0 | 0 | 0
Wind | 12 | 0 | 0 | 0 | 0 | 0 | 0 | 0 | 0 | 0 | 0 | 0 | 0 | 0 | 0 | 0 | 0 | 0 | 0 | 0 | 0
Wind | 13 | 0 | 0 | 0 | 0 | 0 | 0 | 0 | 0 | 0 | 0 | 0 | 0 | 0 | 0 | 0 | 0 | 0 | 0 | 0 | 0
Wind | 14 | 0 | 0 | 0 | 0 | 0 | 0 | 0 | 0 | 0 | 0 | 0 | 0 | 0 | 0 | 0 | 0 | 0 | 0 | 0 | 0
Wind | 15 | 0 | 0 | 0 | 0 | 0 | 0 | 0 | 0 | 0 | 0 | 0 | 0 | 0 | 0 | 0 | 0 | 0 | 0 | 0 | 0
Wind | 16 | 0 | 0 | 0 | 0 | 0 | 0 | 0 | 0 | 0 | 0 | 0 | 0 | 0 | 0 | 0 | 0 | 0 | 0 | 0 | 0
Wind | 17 | 0 | 0 | 0 | 0 | 0 | 0 | 0 | 0 | 0 | 0 | 0 | 0 | 0 | 0 | 0 | 0 | 0 | 0 | 0 | 0
Wind | 18 | 0 | 0 | 0 | 0 | 0 | 0 | 0 | 0 | 0 | 0 | 0 | 0 | 0 | 0 | 0 | 0 | 0 | 0 | 0 | 0
Wind | 19 | 0 | 0 | 0 | 0 | 0 | 0 | 0 | 0 | 0 | 0 | 0 | 0 | 0 | 0 | 0 | 0 | 0 | 0 | 0 | 0

## Remaining Capacity
Generation Technology | Year | Year 0 | Year 1 | Year 2 | Year 3 | Year 4 | Year 5 | Year 6 | Year 7 | Year 8 | Year 9 | Year 10 | Year 11 | Year 12 | Year 13 | Year 14 | Year 15 | Year 16 | Year 17 | Year 18 | Year 19
Diesel | 0 | 7.1661 | 0 | 0 | 0 | 0 | 0 | 0 | 0 | 0 | 0 | 0 | 0 | 0 | 0 | 0 | 0 | 0 | 0 | 0 | 0
Diesel | 1 | 0 | 0 | 0 | 0 | 0 | 0 | 0 | 0 | 0 | 0 | 0 | 0 | 0 | 0 | 0 | 0 | 0 | 0 | 0 | 0
Diesel | 2 | 0 | 0 | 0 | 0 | 0 | 0 | 0 | 0 | 0 | 0 | 0 | 0 | 0 | 0 | 0 | 0 | 0 | 0 | 0 | 0
Diesel | 3 | 0 | 0 | 0 | 0 | 0 | 0 | 0 | 0 | 0 | 0 | 0 | 0 | 0 | 0 | 0 | 0 | 0 | 0 | 0 | 0
Diesel | 4 | 0 | 0 | 0 | 0 | 0 | 0 | 0 | 0 | 0 | 0 | 0 | 0 | 0 | 0 | 0 | 0 | 0 | 0 | 0 | 0
Diesel | 5 | 0 | 0 | 0 | 0 | 0 | 0 | 0 | 0 | 0 | 0 | 0 | 0 | 0 | 0 | 0 | 0 | 0 | 0 | 0 | 0
Diesel | 6 | 0 | 0 | 0 | 0 | 0 | 0 | 0 | 0 | 0 | 0 | 0 | 0 | 0 | 0 | 0 | 0 | 0 | 0 | 0 | 0
Diesel | 7 | 0 | 0 | 0 | 0 | 0 | 0 | 0 | 0 | 0 | 0 | 0 | 0 | 0 | 0 | 0 | 0 | 0 | 0 | 0 | 0
Diesel | 8 | 0 | 0 | 0 | 0 | 0 | 0 | 0 | 0 | 0 | 0 | 0 | 0 | 0 | 0 | 0 | 0 | 0 | 0 | 0 | 0
Diesel | 9 | 0 | 0 | 0 | 0 | 0 | 0 | 0 | 0 | 0 | 0 | 0 | 0 | 0 | 0 | 0 | 0 | 0 | 0 | 0 | 0
Diesel | 10 | 0 | 0 | 0 | 0 | 0 | 0 | 0 | 0 | 0 | 0 | 0 | 0 | 0 | 0 | 0 | 0 | 0 | 0 | 0 | 0
Diesel | 11 | 0 | 0 | 0 | 0 | 0 | 0 | 0 | 0 | 0 | 0 | 0 | 0 | 0 | 0 | 0 | 0 | 0 | 0 | 0 | 0
Diesel | 12 | 0 | 0 | 0 | 0 | 0 | 0 | 0 | 0 | 0 | 0 | 0 | 0 | 0 | 0 | 0 | 0 | 0 | 0 | 0 | 0
Diesel | 13 | 0 | 0 | 0 | 0 | 0 | 0 | 0 | 0 | 0 | 0 | 0 | 0 | 0 | 0 | 0 | 0 | 0 | 0 | 0 | 0
Diesel | 14 | 0 | 0 | 0 | 0 | 0 | 0 | 0 | 0 | 0 | 0 | 0 | 0 | 0 | 0 | 0 | 0 | 0 | 0 | 0 | 0
Diesel | 15 | 0 | 0 | 0 | 0 | 0 | 0 | 0 | 0 | 0 | 0 | 0 | 0 | 0 | 0 | 0 | 0 | 0 | 0 | 0 | 0
Diesel | 16 | 0 | 0 | 0 | 0 | 0 | 0 | 0 | 0 | 0 | 0 | 0 | 0 | 0 | 0 | 0 | 0 | 0 | 0 | 0 | 0
Diesel | 17 | 0 | 0 | 0 | 0 | 0 | 0 | 0 | 0 | 0 | 0 | 0 | 0 | 0 | 0 | 0 | 0 | 0 | 0 | 0 | 0
Diesel | 18 | 0 | 0 | 0 | 0 | 0 | 0 | 0 | 0 | 0 | 0 | 0 | 0 | 0 | 0 | 0 | 0 | 0 | 0 | 0 | 0
Diesel | 19 | 0 | 0 | 0 | 0 | 0 | 0 | 0 | 0 | 0 | 0 | 0 | 0 | 0 | 0 | 0 | 0 | 0 | 0 | 0 | 0
PV | 0 | 25.0869 | 0 | 0 | 0 | 0 | 0 | 0 | 0 | 0 | 0 | 0 | 0 | 0 | 0 | 0 | 0 | 0 | 0 | 0 | 0
PV | 1 | 25.0869 | 4.9131 | 0 | 0 | 0 | 0 | 0 | 0 | 0 | 0 | 0 | 0 | 0 | 0 | 0 | 0 | 0 | 0 | 0 | 0
PV | 2 | 25.0869 | 4.9131 | 0 | 0 | 0 | 0 | 0 | 0 | 0 | 0 | 0 | 0 | 0 | 0 | 0 | 0 | 0 | 0 | 0 | 0
PV | 3 | 25.0869 | 4.9131 | 0 | 0 | 0 | 0 | 0 | 0 | 0 | 0 | 0 | 0 | 0 | 0 | 0 | 0 | 0 | 0 | 0 | 0
PV | 4 | 25.0869 | 4.9131 | 0 | 0 | 0 | 0 | 0 | 0 | 0 | 0 | 0 | 0 | 0 | 0 | 0 | 0 | 0 | 0 | 0 | 0
PV | 5 | 25.0869 | 4.9131 | 0 | 0 | 0 | 0 | 0 | 0 | 0 | 0 | 0 | 0 | 0 | 0 | 0 | 0 | 0 | 0 | 0 | 0
PV | 6 | 25.0869 | 4.9131 | 0 | 0 | 0 | 0 | 0 | 0 | 0 | 0 | 0 | 0 | 0 | 0 | 0 | 0 | 0 | 0 | 0 | 0
PV | 7 | 25.0869 | 4.9131 | 0 | 0 | 0 | 0 | 0 | 0 | 0 | 0 | 0 | 0 | 0 | 0 | 0 | 0 | 0 | 0 | 0 | 0
PV | 8 | 25.0869 | 4.9131 | 0 | 0 | 0 | 0 | 0 | 0 | 0 | 0 | 0 | 0 | 0 | 0 | 0 | 0 | 0 | 0 | 0 | 0
PV | 9 | 25.0869 | 4.9131 | 0 | 0 | 0 | 0 | 0 | 0 | 0 | 0 | 0 | 0 | 0 | 0 | 0 | 0 | 0 | 0 | 0 | 0
PV | 10 | 25.0869 | 4.9131 | 0 | 0 | 0 | 0 | 0 | 0 | 0 | 0 | 0 | 0 | 0 | 0 | 0 | 0 | 0 | 0 | 0 | 0
PV | 11 | 25.0869 | 4.9131 | 0 | 0 | 0 | 0 | 0 | 0 | 0 | 0 | 0 | 0 | 0 | 0 | 0 | 0 | 0 | 0 | 0 | 0
PV | 12 | 25.0869 | 4.9131 | 0 | 0 | 0 | 0 | 0 | 0 | 0 | 0 | 0 | 0 | 0 | 0 | 0 | 0 | 0 | 0 | 0 | 0
PV | 13 | 25.0869 | 4.9131 | 0 | 0 | 0 | 0 | 0 | 0 | 0 | 0 | 0 | 0 | 0 | 0 | 0 | 0 | 0 | 0 | 0 | 0
PV | 14 | 25.0869 | 4.9131 | 0 | 0 | 0 | 0 | 0 | 0 | 0 | 0 | 0 | 0 | 0 | 0 | 0 | 0 | 0 | 0 | 0 | 0
PV | 15 | 25.0869 | 4.9131 | 0 | 0 | 0 | 0 | 0 | 0 | 0 | 0 | 0 | 0 | 0 | 0 | 0 | 0 | 0 | 0 | 0 | 0
PV | 16 | 25.0869 | 4.9131 | 0 | 0 | 0 | 0 | 0 | 0 | 0 | 0 | 0 | 0 | 0 | 0 | 0 | 0 | 0 | 0 | 0 | 0
PV | 17 | 25.0869 | 4.9131 | 0 | 0 | 0 | 0 | 0 | 0 | 0 | 0 | 0 | 0 | 0 | 0 | 0 | 0 | 0 | 0 | 0 | 0
PV | 18 | 25.0869 | 4.9131 | 0 | 0 | 0 | 0 | 0 | 0 | 0 | 0 | 0 | 0 | 0 | 0 | 0 | 0 | 0 | 0 | 0 | 0
PV | 19 | 25.0869 | 4.9131 | 0 | 0 | 0 | 0 | 0 | 0 | 0 | 0 | 0 | 0 | 0 | 0 | 0 | 0 | 0 | 0 | 0 | 0
Wind | 0 | 17.2208 | 0 | 0 | 0 | 0 | 0 | 0 | 0 | 0 | 0 | 0 | 0 | 0 | 0 | 0 | 0 | 0 | 0 | 0 | 0
Wind | 1 | 17.2208 | 7.7792 | 0 | 0 | 0 | 0 | 0 | 0 | 0 | 0 | 0 | 0 | 0 | 0 | 0 | 0 | 0 | 0 | 0 | 0
Wind | 2 | 17.2208 | 7.7792 | 0 | 0 | 0 | 0 | 0 | 0 | 0 | 0 | 0 | 0 | 0 | 0 | 0 | 0 | 0 | 0 | 0 | 0
Wind | 3 | 17.2208 | 7.7792 | 0 | 0 | 0 | 0 | 0 | 0 | 0 | 0 | 0 | 0 | 0 | 0 | 0 | 0 | 0 | 0 | 0 | 0
Wind | 4 | 17.2208 | 7.7792 | 0 | 0 | 0 | 0 | 0 | 0 | 0 | 0 | 0 | 0 | 0 | 0 | 0 | 0 | 0 | 0 | 0 | 0
Wind | 5 | 17.2208 | 7.7792 | 0 | 0 | 0 | 0 | 0 | 0 | 0 | 0 | 0 | 0 | 0 | 0 | 0 | 0 | 0 | 0 | 0 | 0
Wind | 6 | 17.2208 | 7.7792 | 0 | 0 | 0 | 0 | 0 | 0 | 0 | 0 | 0 | 0 | 0 | 0 | 0 | 0 | 0 | 0 | 0 | 0
Wind | 7 | 17.2208 | 7.7792 | 0 | 0 | 0 | 0 | 0 | 0 | 0 | 0 | 0 | 0 | 0 | 0 | 0 | 0 | 0 | 0 | 0 | 0
Wind | 8 | 17.2208 | 7.7792 | 0 | 0 | 0 | 0 | 0 | 0 | 0 | 0 | 0 | 0 | 0 | 0 | 0 | 0 | 0 | 0 | 0 | 0
Wind | 9 | 17.2208 | 7.7792 | 0 | 0 | 0 | 0 | 0 | 0 | 0 | 0 | 0 | 0 | 0 | 0 | 0 | 0 | 0 | 0 | 0 | 0
Wind | 10 | 17.2208 | 7.7792 | 0 | 0 | 0 | 0 | 0 | 0 | 0 | 0 | 0 | 0 | 0 | 0 | 0 | 0 | 0 | 0 | 0 | 0
Wind | 11 | 17.2208 | 7.7792 | 0 | 0 | 0 | 0 | 0 | 0 | 0 | 0 | 0 | 0 | 0 | 0 | 0 | 0 | 0 | 0 | 0 | 0
Wind | 12 | 17.2208 | 7.7792 | 0 | 0 | 0 | 0 | 0 | 0 | 0 | 0 | 0 | 0 | 0 | 0 | 0 | 0 | 0 | 0 | 0 | 0
Wind | 13 | 17.2208 | 7.7792 | 0 | 0 | 0 | 0 | 0 | 0 | 0 | 0 | 0 | 0 | 0 | 0 | 0 | 0 | 0 | 0 | 0 | 0
Wind | 14 | 17.2208 | 7.7792 | 0 | 0 | 0 | 0 | 0 | 0 | 0 | 0 | 0 | 0 | 0 | 0 | 0 | 0 | 0 | 0 | 0 | 0
Wind | 15 | 17.2208 | 7.7792 | 0 | 0 | 0 | 0 | 0 | 0 | 0 | 0 | 0 | 0 | 0 | 0 | 0 | 0 | 0 | 0 | 0 | 0
Wind | 16 | 17.2208 | 7.7792 | 0 | 0 | 0 | 0 | 0 | 0 | 0 | 0 | 0 | 0 | 0 | 0 | 0 | 0 | 0 | 0 | 0 | 0
Wind | 17 | 17.2208 | 7.7792 | 0 | 0 | 0 | 0 | 0 | 0 | 0 | 0 | 0 | 0 | 0 | 0 | 0 | 0 | 0 | 0 | 0 | 0
Wind | 18 | 17.2208 | 7.7792 | 0 | 0 | 0 | 0 | 0 | 0 | 0 | 0 | 0 | 0 | 0 | 0 | 0 | 0 | 0 | 0 | 0 | 0
Wind | 19 | 17.2208 | 7.7792 | 0 | 0 | 0 | 0 | 0 | 0 | 0 | 0 | 0 | 0 | 0 | 0 | 0 | 0 | 0 | 0 | 0 | 0

## Installed Storage Power
Type | Year 0 | Year 1 | Year 2 | Year 3 | Year 4 | Year 5 | Year 6 | Year 7 | Year 8 | Year 9 | Year 10 | Year 11 | Year 12 | Year 13 | Year 14 | Year 15 | Year 16 | Year 17 | Year 18 | Year 19
Battery | 6.5561 | 0 | 0 | 0 | 0 | 0 | 0 | 0 | 0 | 0 | 0 | 0 | 0 | 0 | 0 | 0 | 0 | 0 | 0 | 0

## Added Storage Power
Type | Year 0 | Year 1 | Year 2 | Year 3 | Year 4 | Year 5 | Year 6 | Year 7 | Year 8 | Year 9 | Year 10 | Year 11 | Year 12 | Year 13 | Year 14 | Year 15 | Year 16 | Year 17 | Year 18 | Year 19
Battery | 6.5561 | 0 | 0 | 0 | 0 | 0 | 0 | 0 | 0 | 0 | 0 | 0 | 0 | 0 | 0 | 0 | 0 | 0 | 0 | 0

## Retired Storage Power
Storage Technology | Year | Year 0 | Year 1 | Year 2 | Year 3 | Year 4 | Year 5 | Year 6 | Year 7 | Year 8 | Year 9 | Year 10 | Year 11 | Year 12 | Year 13 | Year 14 | Year 15 | Year 16 | Year 17 | Year 18 | Year 19
Battery | 0 | 0 | 0 | 0 | 0 | 0 | 0 | 0 | 0 | 0 | 0 | 0 | 0 | 0 | 0 | 0 | 0 | 0 | 0 | 0 | 0
Battery | 1 | 6.5561 | 0 | 0 | 0 | 0 | 0 | 0 | 0 | 0 | 0 | 0 | 0 | 0 | 0 | 0 | 0 | 0 | 0 | 0 | 0
Battery | 2 | 0 | 0 | 0 | 0 | 0 | 0 | 0 | 0 | 0 | 0 | 0 | 0 | 0 | 0 | 0 | 0 | 0 | 0 | 0 | 0
Battery | 3 | 0 | 0 | 0 | 0 | 0 | 0 | 0 | 0 | 0 | 0 | 0 | 0 | 0 | 0 | 0 | 0 | 0 | 0 | 0 | 0
Battery | 4 | 0 | 0 | 0 | 0 | 0 | 0 | 0 | 0 | 0 | 0 | 0 | 0 | 0 | 0 | 0 | 0 | 0 | 0 | 0 | 0
Battery | 5 | 0 | 0 | 0 | 0 | 0 | 0 | 0 | 0 | 0 | 0 | 0 | 0 | 0 | 0 | 0 | 0 | 0 | 0 | 0 | 0
Battery | 6 | 0 | 0 | 0 | 0 | 0 | 0 | 0 | 0 | 0 | 0 | 0 | 0 | 0 | 0 | 0 | 0 | 0 | 0 | 0 | 0
Battery | 7 | 0 | 0 | 0 | 0 | 0 | 0 | 0 | 0 | 0 | 0 | 0 | 0 | 0 | 0 | 0 | 0 | 0 | 0 | 0 | 0
Battery | 8 | 0 | 0 | 0 | 0 | 0 | 0 | 0 | 0 | 0 | 0 | 0 | 0 | 0 | 0 | 0 | 0 | 0 | 0 | 0 | 0
Battery | 9 | 0 | 0 | 0 | 0 | 0 | 0 | 0 | 0 | 0 | 0 | 0 | 0 | 0 | 0 | 0 | 0 | 0 | 0 | 0 | 0
Battery | 10 | 0 | 0 | 0 | 0 | 0 | 0 | 0 | 0 | 0 | 0 | 0 | 0 | 0 | 0 | 0 | 0 | 0 | 0 | 0 | 0
Battery | 11 | 0 | 0 | 0 | 0 | 0 | 0 | 0 | 0 | 0 | 0 | 0 | 0 | 0 | 0 | 0 | 0 | 0 | 0 | 0 | 0
Battery | 12 | 0 | 0 | 0 | 0 | 0 | 0 | 0 | 0 | 0 | 0 | 0 | 0 | 0 | 0 | 0 | 0 | 0 | 0 | 0 | 0
Battery | 13 | 0 | 0 | 0 | 0 | 0 | 0 | 0 | 0 | 0 | 0 | 0 | 0 | 0 | 0 | 0 | 0 | 0 | 0 | 0 | 0
Battery | 14 | 0 | 0 | 0 | 0 | 0 | 0 | 0 | 0 | 0 | 0 | 0 | 0 | 0 | 0 | 0 | 0 | 0 | 0 | 0 | 0
Battery | 15 | 0 | 0 | 0 | 0 | 0 | 0 | 0 | 0 | 0 | 0 | 0 | 0 | 0 | 0 | 0 | 0 | 0 | 0 | 0 | 0
Battery | 16 | 0 | 0 | 0 | 0 | 0 | 0 | 0 | 0 | 0 | 0 | 0 | 0 | 0 | 0 | 0 | 0 | 0 | 0 | 0 | 0
Battery | 17 | 0 | 0 | 0 | 0 | 0 | 0 | 0 | 0 | 0 | 0 | 0 | 0 | 0 | 0 | 0 | 0 | 0 | 0 | 0 | 0
Battery | 18 | 0 | 0 | 0 | 0 | 0 | 0 | 0 | 0 | 0 | 0 | 0 | 0 | 0 | 0 | 0 | 0 | 0 | 0 | 0 | 0
Battery | 19 | 0 | 0 | 0 | 0 | 0 | 0 | 0 | 0 | 0 | 0 | 0 | 0 | 0 | 0 | 0 | 0 | 0 | 0 | 0 | 0

## Remaining Storage Power
Storage Technology | Year | Year 0 | Year 1 | Year 2 | Year 3 | Year 4 | Year 5 | Year 6 | Year 7 | Year 8 | Year 9 | Year 10 | Year 11 | Year 12 | Year 13 | Year 14 | Year 15 | Year 16 | Year 17 | Year 18 | Year 19
Battery | 0 | 6.5561 | 0 | 0 | 0 | 0 | 0 | 0 | 0 | 0 | 0 | 0 | 0 | 0 | 0 | 0 | 0 | 0 | 0 | 0 | 0
Battery | 1 | 0 | 0 | 0 | 0 | 0 | 0 | 0 | 0 | 0 | 0 | 0 | 0 | 0 | 0 | 0 | 0 | 0 | 0 | 0 | 0
Battery | 2 | 0 | 0 | 0 | 0 | 0 | 0 | 0 | 0 | 0 | 0 | 0 | 0 | 0 | 0 | 0 | 0 | 0 | 0 | 0 | 0
Battery | 3 | 0 | 0 | 0 | 0 | 0 | 0 | 0 | 0 | 0 | 0 | 0 | 0 | 0 | 0 | 0 | 0 | 0 | 0 | 0 | 0
Battery | 4 | 0 | 0 | 0 | 0 | 0 | 0 | 0 | 0 | 0 | 0 | 0 | 0 | 0 | 0 | 0 | 0 | 0 | 0 | 0 | 0
Battery | 5 | 0 | 0 | 0 | 0 | 0 | 0 | 0 | 0 | 0 | 0 | 0 | 0 | 0 | 0 | 0 | 0 | 0 | 0 | 0 | 0
Battery | 6 | 0 | 0 | 0 | 0 | 0 | 0 | 0 | 0 | 0 | 0 | 0 | 0 | 0 | 0 | 0 | 0 | 0 | 0 | 0 | 0
Battery | 7 | 0 | 0 | 0 | 0 | 0 | 0 | 0 | 0 | 0 | 0 | 0 | 0 | 0 | 0 | 0 | 0 | 0 | 0 | 0 | 0
Battery | 8 | 0 | 0 | 0 | 0 | 0 | 0 | 0 | 0 | 0 | 0 | 0 | 0 | 0 | 0 | 0 | 0 | 0 | 0 | 0 | 0
Battery | 9 | 0 | 0 | 0 | 0 | 0 | 0 | 0 | 0 | 0 | 0 | 0 | 0 | 0 | 0 | 0 | 0 | 0 | 0 | 0 | 0
Battery | 10 | 0 | 0 | 0 | 0 | 0 | 0 | 0 | 0 | 0 | 0 | 0 | 0 | 0 | 0 | 0 | 0 | 0 | 0 | 0 | 0
Battery | 11 | 0 | 0 | 0 | 0 | 0 | 0 | 0 | 0 | 0 | 0 | 0 | 0 | 0 | 0 | 0 | 0 | 0 | 0 | 0 | 0
Battery | 12 | 0 | 0 | 0 | 0 | 0 | 0 | 0 | 0 | 0 | 0 | 0 | 0 | 0 | 0 | 0 | 0 | 0 | 0 | 0 | 0
Battery | 13 | 0 | 0 | 0 | 0 | 0 | 0 | 0 | 0 | 0 | 0 | 0 | 0 | 0 | 0 | 0 | 0 | 0 | 0 | 0 | 0
Battery | 14 | 0 | 0 | 0 | 0 | 0 | 0 | 0 | 0 | 0 | 0 | 0 | 0 | 0 | 0 | 0 | 0 | 0 | 0 | 0 | 0
Battery | 15 | 0 | 0 | 0 | 0 | 0 | 0 | 0 | 0 | 0 | 0 | 0 | 0 | 0 | 0 | 0 | 0 | 0 | 0 | 0 | 0
Battery | 16 | 0 | 0 | 0 | 0 | 0 | 0 | 0 | 0 | 0 | 0 | 0 | 0 | 0 | 0 | 0 | 0 | 0 | 0 | 0 | 0
Battery | 17 | 0 | 0 | 0 | 0 | 0 | 0 | 0 | 0 | 0 | 0 | 0 | 0 | 0 | 0 | 0 | 0 | 0 | 0 | 0 | 0
Battery | 18 | 0 | 0 | 0 | 0 | 0 | 0 | 0 | 0 | 0 | 0 | 0 | 0 | 0 | 0 | 0 | 0 | 0 | 0 | 0 | 0
Battery | 19 | 0 | 0 | 0 | 0 | 0 | 0 | 0 | 0 | 0 | 0 | 0 | 0 | 0 | 0 | 0 | 0 | 0 | 0 | 0 | 0

## Installed Storage Energy
Type | Year 0 | Year 1 | Year 2 | Year 3 | Year 4 | Year 5 | Year 6 | Year 7 | Year 8 | Year 9 | Year 10 | Year 11 | Year 12 | Year 13 | Year 14 | Year 15 | Year 16 | Year 17 | Year 18 | Year 19
Battery | 36.4412 | 0 | 0 | 0 | 0 | 0 | 0 | 0 | 0 | 0 | 0 | 0 | 0 | 0 | 0 | 0 | 0 | 0 | 0 | 0

## Added Storage Energy
Type | Year 0 | Year 1 | Year 2 | Year 3 | Year 4 | Year 5 | Year 6 | Year 7 | Year 8 | Year 9 | Year 10 | Year 11 | Year 12 | Year 13 | Year 14 | Year 15 | Year 16 | Year 17 | Year 18 | Year 19
Battery | 36.4412 | 0 | 0 | 0 | 0 | 0 | 0 | 0 | 0 | 0 | 0 | 0 | 0 | 0 | 0 | 0 | 0 | 0 | 0 | 0

## Retired Storage Energy
Storage Technology | Year | Year 0 | Year 1 | Year 2 | Year 3 | Year 4 | Year 5 | Year 6 | Year 7 | Year 8 | Year 9 | Year 10 | Year 11 | Year 12 | Year 13 | Year 14 | Year 15 | Year 16 | Year 17 | Year 18 | Year 19
Battery | 0 | 0 | 0 | 0 | 0 | 0 | 0 | 0 | 0 | 0 | 0 | 0 | 0 | 0 | 0 | 0 | 0 | 0 | 0 | 0 | 0
Battery | 1 | 36.4412 | 0 | 0 | 0 | 0 | 0 | 0 | 0 | 0 | 0 | 0 | 0 | 0 | 0 | 0 | 0 | 0 | 0 | 0 | 0
Battery | 2 | 0 | 0 | 0 | 0 | 0 | 0 | 0 | 0 | 0 | 0 | 0 | 0 | 0 | 0 | 0 | 0 | 0 | 0 | 0 | 0
Battery | 3 | 0 | 0 | 0 | 0 | 0 | 0 | 0 | 0 | 0 | 0 | 0 | 0 | 0 | 0 | 0 | 0 | 0 | 0 | 0 | 0
Battery | 4 | 0 | 0 | 0 | 0 | 0 | 0 | 0 | 0 | 0 | 0 | 0 | 0 | 0 | 0 | 0 | 0 | 0 | 0 | 0 | 0
Battery | 5 | 0 | 0 | 0 | 0 | 0 | 0 | 0 | 0 | 0 | 0 | 0 | 0 | 0 | 0 | 0 | 0 | 0 | 0 | 0 | 0
Battery | 6 | 0 | 0 | 0 | 0 | 0 | 0 | 0 | 0 | 0 | 0 | 0 | 0 | 0 | 0 | 0 | 0 | 0 | 0 | 0 | 0
Battery | 7 | 0 | 0 | 0 | 0 | 0 | 0 | 0 | 0 | 0 | 0 | 0 | 0 | 0 | 0 | 0 | 0 | 0 | 0 | 0 | 0
Battery | 8 | 0 | 0 | 0 | 0 | 0 | 0 | 0 | 0 | 0 | 0 | 0 | 0 | 0 | 0 | 0 | 0 | 0 | 0 | 0 | 0
Battery | 9 | 0 | 0 | 0 | 0 | 0 | 0 | 0 | 0 | 0 | 0 | 0 | 0 | 0 | 0 | 0 | 0 | 0 | 0 | 0 | 0
Battery | 10 | 0 | 0 | 0 | 0 | 0 | 0 | 0 | 0 | 0 | 0 | 0 | 0 | 0 | 0 | 0 | 0 | 0 | 0 | 0 | 0
Battery | 11 | 0 | 0 | 0 | 0 | 0 | 0 | 0 | 0 | 0 | 0 | 0 | 0 | 0 | 0 | 0 | 0 | 0 | 0 | 0 | 0
Battery | 12 | 0 | 0 | 0 | 0 | 0 | 0 | 0 | 0 | 0 | 0 | 0 | 0 | 0 | 0 | 0 | 0 | 0 | 0 | 0 | 0
Battery | 13 | 0 | 0 | 0 | 0 | 0 | 0 | 0 | 0 | 0 | 0 | 0 | 0 | 0 | 0 | 0 | 0 | 0 | 0 | 0 | 0
Battery | 14 | 0 | 0 | 0 | 0 | 0 | 0 | 0 | 0 | 0 | 0 | 0 | 0 | 0 | 0 | 0 | 0 | 0 | 0 | 0 | 0
Battery | 15 | 0 | 0 | 0 | 0 | 0 | 0 | 0 | 0 | 0 | 0 | 0 | 0 | 0 | 0 | 0 | 0 | 0 | 0 | 0 | 0
Battery | 16 | 0 | 0 | 0 | 0 | 0 | 0 | 0 | 0 | 0 | 0 | 0 | 0 | 0 | 0 | 0 | 0 | 0 | 0 | 0 | 0
Battery | 17 | 0 | 0 | 0 | 0 | 0 | 0 | 0 | 0 | 0 | 0 | 0 | 0 | 0 | 0 | 0 | 0 | 0 | 0 | 0 | 0
Battery | 18 | 0 | 0 | 0 | 0 | 0 | 0 | 0 | 0 | 0 | 0 | 0 | 0 | 0 | 0 | 0 | 0 | 0 | 0 | 0 | 0
Battery | 19 | 0 | 0 | 0 | 0 | 0 | 0 | 0 | 0 | 0 | 0 | 0 | 0 | 0 | 0 | 0 | 0 | 0 | 0 | 0 | 0

## Remaining Storage Energy
Storage Technology | Year | Year 0 | Year 1 | Year 2 | Year 3 | Year 4 | Year 5 | Year 6 | Year 7 | Year 8 | Year 9 | Year 10 | Year 11 | Year 12 | Year 13 | Year 14 | Year 15 | Year 16 | Year 17 | Year 18 | Year 19
Battery | 0 | 36.4412 | 0 | 0 | 0 | 0 | 0 | 0 | 0 | 0 | 0 | 0 | 0 | 0 | 0 | 0 | 0 | 0 | 0 | 0 | 0
Battery | 1 | 0 | 0 | 0 | 0 | 0 | 0 | 0 | 0 | 0 | 0 | 0 | 0 | 0 | 0 | 0 | 0 | 0 | 0 | 0 | 0
Battery | 2 | 0 | 0 | 0 | 0 | 0 | 0 | 0 | 0 | 0 | 0 | 0 | 0 | 0 | 0 | 0 | 0 | 0 | 0 | 0 | 0
Battery | 3 | 0 | 0 | 0 | 0 | 0 | 0 | 0 | 0 | 0 | 0 | 0 | 0 | 0 | 0 | 0 | 0 | 0 | 0 | 0 | 0
Battery | 4 | 0 | 0 | 0 | 0 | 0 | 0 | 0 | 0 | 0 | 0 | 0 | 0 | 0 | 0 | 0 | 0 | 0 | 0 | 0 | 0
Battery | 5 | 0 | 0 | 0 | 0 | 0 | 0 | 0 | 0 | 0 | 0 | 0 | 0 | 0 | 0 | 0 | 0 | 0 | 0 | 0 | 0
Battery | 6 | 0 | 0 | 0 | 0 | 0 | 0 | 0 | 0 | 0 | 0 | 0 | 0 | 0 | 0 | 0 | 0 | 0 | 0 | 0 | 0
Battery | 7 | 0 | 0 | 0 | 0 | 0 | 0 | 0 | 0 | 0 | 0 | 0 | 0 | 0 | 0 | 0 | 0 | 0 | 0 | 0 | 0
Battery | 8 | 0 | 0 | 0 | 0 | 0 | 0 | 0 | 0 | 0 | 0 | 0 | 0 | 0 | 0 | 0 | 0 | 0 | 0 | 0 | 0
Battery | 9 | 0 | 0 | 0 | 0 | 0 | 0 | 0 | 0 | 0 | 0 | 0 | 0 | 0 | 0 | 0 | 0 | 0 | 0 | 0 | 0
Battery | 10 | 0 | 0 | 0 | 0 | 0 | 0 | 0 | 0 | 0 | 0 | 0 | 0 | 0 | 0 | 0 | 0 | 0 | 0 | 0 | 0
Battery | 11 | 0 | 0 | 0 | 0 | 0 | 0 | 0 | 0 | 0 | 0 | 0 | 0 | 0 | 0 | 0 | 0 | 0 | 0 | 0 | 0
Battery | 12 | 0 | 0 | 0 | 0 | 0 | 0 | 0 | 0 | 0 | 0 | 0 | 0 | 0 | 0 | 0 | 0 | 0 | 0 | 0 | 0
Battery | 13 | 0 | 0 | 0 | 0 | 0 | 0 | 0 | 0 | 0 | 0 | 0 | 0 | 0 | 0 | 0 | 0 | 0 | 0 | 0 | 0
Battery | 14 | 0 | 0 | 0 | 0 | 0 | 0 | 0 | 0 | 0 | 0 | 0 | 0 | 0 | 0 | 0 | 0 | 0 | 0 | 0 | 0
Battery | 15 | 0 | 0 | 0 | 0 | 0 | 0 | 0 | 0 | 0 | 0 | 0 | 0 | 0 | 0 | 0 | 0 | 0 | 0 | 0 | 0
Battery | 16 | 0 | 0 | 0 | 0 | 0 | 0 | 0 | 0 | 0 | 0 | 0 | 0 | 0 | 0 | 0 | 0 | 0 | 0 | 0 | 0
Battery | 17 | 0 | 0 | 0 | 0 | 0 | 0 | 0 | 0 | 0 | 0 | 0 | 0 | 0 | 0 | 0 | 0 | 0 | 0 | 0 | 0
Battery | 18 | 0 | 0 | 0 | 0 | 0 | 0 | 0 | 0 | 0 | 0 | 0 | 0 | 0 | 0 | 0 | 0 | 0 | 0 | 0 | 0
Battery | 19 | 0 | 0 | 0 | 0 | 0 | 0 | 0 | 0 | 0 | 0 | 0 | 0 | 0 | 0 | 0 | 0 | 0 | 0 | 0 | 0

## Dispatched Electricity
Generation Technology | Year | Day | Hour 0 | Hour 1 | Hour 2 | Hour 3 | Hour 4 | Hour 5 | Hour 6 | Hour 7 | Hour 8 | Hour 9 | Hour 10 | Hour 11 | Hour 12 | Hour 13 | Hour 14 | Hour 15 | Hour 16 | Hour 17 | Hour 18 | Hour 19 | Hour 20 | Hour 21 | Hour 22 | Hour 23
Diesel | 0 | 0 | 3.7871 | 3.2936 | 2.7613 | 0 | 2.4681 | 3.2012 | 3.9679 | 1.6035 | 0 | 0 | 0 | 0 | 0 | 0 | 0 | 0 | 0 | 6.9321 | 1.9808 | 2.519 | 7.1661 | 0.69744 | 2.4736 | 5.7355
Diesel | 0 | 1 | 4.8471 | 4.4207 | 3.8318 | 2.7858 | 3.441 | 4.2882 | 4.6035 | 1.6645 | 0 | 0 | 0 | 0 | 0 | 0 | 0 | 0 | 0 | 1.0234 | 7.1661 | 7.1661 | 7.1661 | 1.5268 | 1.2485 | 6.7376
Diesel | 0 | 2 | 3.1971 | 2.856 | 2.6703 | 0 | 2.1991 | 2.5979 | 1.7985 | 0 | 0 | 0 | 0 | 0 | 0 | 0 | 0 | 0 | 0 | 0 | 0.56063 | 1.2265 | 0.84442 | 6.327 | 0 | 4.691
Diesel | 0 | 3 | 2.5483 | 0.88636 | 1.4329 | 0 | 1.3408 | 1.9185 | 0 | 0 | 0 | 0 | 0 | 0 | 0 | 0 | 0 | 0 | 0 | 0 | 0.60006 | 1.3654 | 0.88324 | 6.2094 | 0 | 4.2294
Diesel | 0 | 4 | 4.7523 | 4.1404 | 3.3063 | 0 | 3.194 | 3.1053 | 0.30119 | 0 | 0 | 0 | 0 | 0 | 0 | 0 | 0 | 0 | 0 | 0 | 0.93624 | 1.9305 | 7.1661 | 1.1806 | 2.5 | 5.7875
Diesel | 0 | 5 | 7.1661 | 7.1661 | 6.9282 | 6.538 | 6.2271 | 5.8231 | 2.3782 | 0 | 0 | 0 | 0 | 0 | 0 | 0 | 0 | 0 | 0 | 1.8789 | 7.1661 | 7.1661 | 7.1661 | 3.4123 | 7.1661 | 2.23
Diesel | 0 | 6 | 7.1661 | 7.1661 | 7.1661 | 7.1661 | 7.1661 | 7.1661 | 4.3274 | 0.59277 | 0 | 0 | 0 | 0 | 0.31248 | 0 | 0 | 0.81812 | 5.8953 | 7.1661 | 7.1661 | 7.1661 | 7.1661 | 7.1661 | 7.1661 | 7.1661
Diesel | 0 | 7 | 7.1661 | 7.1661 | 7.1661 | 7.1661 | 7.1661 | 7.1661 | 4.5011 | 0.48422 | 0 | 0 | 0 | 0 | 0 | 0 | 0 | 0.38019 | 4.4856 | 7.1661 | 7.1661 | 7.1661 | 7.1661 | 7.1661 | 7.1661 | 7.1661
Diesel | 0 | 8 | 7.1661 | 7.1661 | 7.1661 | 7.0187 | 6.9185 | 7.1661 | 4.4168 | 0 | 0 | 0 | 0 | 0 | 0 | 0 | 0 | 0 | 1.3439 | 7.1661 | 7.1661 | 7.1661 | 4.853 | 3.9974 | 7.1661 | 7.1661
Diesel | 0 | 9 | 5.9475 | 4.4512 | 5.2019 | 5.0426 | 5.0301 | 5.6835 | 4.5874 | 0.2833 | 0 | 0 | 0 | 0 | 0 | 0 | 0 | 0 | 0 | 1.5575 | 7.1661 | 7.1661 | 7.1661 | 2.0819 | 1.5985 | 7.1661
Diesel | 0 | 10 | 3.3082 | 2.7898 | 2.4688 | 0 | 1.2454 | 3.1094 | 3.7264 | 1.3724 | 0 | 0 | 0 | 0 | 0 | 0 | 0 | 0 | 0.0082598 | 1.463 | 7.1661 | 2.4852 | 7.1661 | 0.1863 | 5.8546 | 4.6654
Diesel | 0 | 11 | 5.7166 | 5.0947 | 4.8176 | 4.6406 | 4.6686 | 5.4585 | 6.4086 | 3.8242 | 0 | 0 | 0 | 0 | 0 | 0 | 0 | 3.6541 | 4.9566 | 7.1661 | 7.1661 | 7.1661 | 3.6447 | 7.1661 | 1.8822 | 7.1661
Diesel | 1 | 0 | 0 | 0 | 0 | 0 | 0 | 0 | 0 | 0 | 0 | 0 | 0 | 0 | 0 | 0 | 0 | 0 | 0 | 0 | 0 | 0 | 0 | 0 | 0 | 0
Diesel | 1 | 1 | 0 | 0 | 0 | 0 | 0 | 0 | 0 | 0 | 0 | 0 | 0 | 0 | 0 | 0 | 0 | 0 | 0 | 0 | 0 | 0 | 0 | 0 | 0 | 0
Diesel | 1 | 2 | 0 | 0 | 0 | 0 | 0 | 0 | 0 | 0 | 0 | 0 | 0 | 0 | 0 | 0 | 0 | 0 | 0 | 0 | 0 | 0 | 0 | 0 | 0 | 0
Diesel | 1 | 3 | 0 | 0 | 0 | 0 | 0 | 0 | 0 | 0 | 0 | 0 | 0 | 0 | 0 | 0 | 0 | 0 | 0 | 0 | 0 | 0 | 0 | 0 | 0 | 0
Diesel | 1 | 4 | 0 | 0 | 0 | 0 | 0 | 0 | 0 | 0 | 0 | 0 | 0 | 0 | 0 | 0 | 0 | 0 | 0 | 0 | 0 | 0 | 0 | 0 | 0 | 0
Diesel | 1 | 5 | 0 | 0 | 0 | 0 | 0 | 0 | 0 | 0 | 0 | 0 | 0 | 0 | 0 | 0 | 0 | 0 | 0 | 0 | 0 | 0 | 0 | 0 | 0 | 0
Diesel | 1 | 6 | 0 | 0 | 0 | 0 | 0 | 0 | 0 | 0 | 0 | 0 | 0 | 0 | 0 | 0 | 0 | 0 | 0 | 0 | 0 | 0 | 0 | 0 | 0 | 0
Diesel | 1 | 7 | 0 | 0 | 0 | 0 | 0 | 0 | 0 | 0 | 0 | 0 | 0 | 0 | 0 | 0 | 0 | 0 | 0 | 0 | 0 | 0 | 0 | 0 | 0 | 0
Diesel | 1 | 8 | 0 | 0 | 0 | 0 | 0 | 0 | 0 | 0 | 0 | 0 | 0 | 0 | 0 | 0 | 0 | 0 | 0 | 0 | 0 | 0 | 0 | 0 | 0 | 0
Diesel | 1 | 9 | 0 | 0 | 0 | 0 | 0 | 0 | 0 | 0 | 0 | 0 | 0 | 0 | 0 | 0 | 0 | 0 | 0 | 0 | 0 | 0 | 0 | 0 | 0 | 0
Diesel | 1 | 10 | 0 | 0 | 0 | 0 | 0 | 0 | 0 | 0 | 0 | 0 | 0 | 0 | 0 | 0 | 0 | 0 | 0 | 0 | 0 | 0 | 0 | 0 | 0 | 0
Diesel | 1 | 11 | 0 | 0 | 0 | 0 | 0 | 0 | 0 | 0 | 0 | 0 | 0 | 0 | 0 | 0 | 0 | 0 | 0 | 0 | 0 | 0 | 0 | 0 | 0 | 0
Diesel | 2 | 0 | 0 | 0 | 0 | 0 | 0 | 0 | 0 | 0 | 0 | 0 | 0 | 0 | 0 | 0 | 0 | 0 | 0 | 0 | 0 | 0 | 0 | 0 | 0 | 0
Diesel | 2 | 1 | 0 | 0 | 0 | 0 | 0 | 0 | 0 | 0 | 0 | 0 | 0 | 0 | 0 | 0 | 0 | 0 | 0 | 0 | 0 | 0 | 0 | 0 | 0 | 0
Diesel | 2 | 2 | 0 | 0 | 0 | 0 | 0 | 0 | 0 | 0 | 0 | 0 | 0 | 0 | 0 | 0 | 0 | 0 | 0 | 0 | 0 | 0 | 0 | 0 | 0 | 0
Diesel | 2 | 3 | 0 | 0 | 0 | 0 | 0 | 0 | 0 | 0 | 0 | 0 | 0 | 0 | 0 | 0 | 0 | 0 | 0 | 0 | 0 | 0 | 0 | 0 | 0 | 0
Diesel | 2 | 4 | 0 | 0 | 0 | 0 | 0 | 0 | 0 | 0 | 0 | 0 | 0 | 0 | 0 | 0 | 0 | 0 | 0 | 0 | 0 | 0 | 0 | 0 | 0 | 0
Diesel | 2 | 5 | 0 | 0 | 0 | 0 | 0 | 0 | 0 | 0 | 0 | 0 | 0 | 0 | 0 | 0 | 0 | 0 | 0 | 0 | 0 | 0 | 0 | 0 | 0 | 0
Diesel | 2 | 6 | 0 | 0 | 0 | 0 | 0 | 0 | 0 | 0 | 0 | 0 | 0 | 0 | 0 | 0 | 0 | 0 | 0 | 0 | 0 | 0 | 0 | 0 | 0 | 0
Diesel | 2 | 7 | 0 | 0 | 0 | 0 | 0 | 0 | 0 | 0 | 0 | 0 | 0 | 0 | 0 | 0 | 0 | 0 | 0 | 0 | 0 | 0 | 0 | 0 | 0 | 0
Diesel | 2 | 8 | 0 | 0 | 0 | 0 | 0 | 0 | 0 | 0 | 0 | 0 | 0 | 0 | 0 | 0 | 0 | 0 | 0 | 0 | 0 | 0 | 0 | 0 | 0 | 0
Diesel | 2 | 9 | 0 | 0 | 0 | 0 | 0 | 0 | 0 | 0 | 0 | 0 | 0 | 0 | 0 | 0 | 0 | 0 | 0 | 0 | 0 | 0 | 0 | 0 | 0 | 0
Diesel | 2 | 10 | 0 | 0 | 0 | 0 | 0 | 0 | 0 | 0 | 0 | 0 | 0 | 0 | 0 | 0 | 0 | 0 | 0 | 0 | 0 | 0 | 0 | 0 | 0 | 0
Diesel | 2 | 11 | 0 | 0 | 0 | 0 | 0 | 0 | 0 | 0 | 0 | 0 | 0 | 0 | 0 | 0 | 0 | 0 | 0 | 0 | 0 | 0 | 0 | 0 | 0 | 0
Diesel | 3 | 0 | 0 | 0 | 0 | 0 | 0 | 0 | 0 | 0 | 0 | 0 | 0 | 0 | 0 | 0 | 0 | 0 | 0 | 0 | 0 | 0 | 0 | 0 | 0 | 0
Diesel | 3 | 1 | 0 | 0 | 0 | 0 | 0 | 0 | 0 | 0 | 0 | 0 | 0 | 0 | 0 | 0 | 0 | 0 | 0 | 0 | 0 | 0 | 0 | 0 | 0 | 0
Diesel | 3 | 2 | 0 | 0 | 0 | 0 | 0 | 0 | 0 | 0 | 0 | 0 | 0 | 0 | 0 | 0 | 0 | 0 | 0 | 0 | 0 | 0 | 0 | 0 | 0 | 0
Diesel | 3 | 3 | 0 | 0 | 0 | 0 | 0 | 0 | 0 | 0 | 0 | 0 | 0 | 0 | 0 | 0 | 0 | 0 | 0 | 0 | 0 | 0 | 0 | 0 | 0 | 0
Diesel | 3 | 4 | 0 | 0 | 0 | 0 | 0 | 0 | 0 | 0 | 0 | 0 | 0 | 0 | 0 | 0 | 0 | 0 | 0 | 0 | 0 | 0 | 0 | 0 | 0 | 0
Diesel | 3 | 5 | 0 | 0 | 0 | 0 | 0 | 0 | 0 | 0 | 0 | 0 | 0 | 0 | 0 | 0 | 0 | 0 | 0 | 0 | 0 | 0 | 0 | 0 | 0 | 0
Diesel | 3 | 6 | 0 | 0 | 0 | 0 | 0 | 0 | 0 | 0 | 0 | 0 | 0 | 0 | 0 | 0 | 0 | 0 | 0 | 0 | 0 | 0 | 0 | 0 | 0 | 0
Diesel | 3 | 7 | 0 | 0 | 0 | 0 | 0 | 0 | 0 | 0 | 0 | 0 | 0 | 0 | 0 | 0 | 0 | 0 | 0 | 0 | 0 | 0 | 0 | 0 | 0 | 0
Diesel | 3 | 8 | 0 | 0 | 0 | 0 | 0 | 0 | 0 | 0 | 0 | 0 | 0 | 0 | 0 | 0 | 0 | 0 | 0 | 0 | 0 | 0 | 0 | 0 | 0 | 0
Diesel | 3 | 9 | 0 | 0 | 0 | 0 | 0 | 0 | 0 | 0 | 0 | 0 | 0 | 0 | 0 | 0 | 0 | 0 | 0 | 0 | 0 | 0 | 0 | 0 | 0 | 0
Diesel | 3 | 10 | 0 | 0 | 0 | 0 | 0 | 0 | 0 | 0 | 0 | 0 | 0 | 0 | 0 | 0 | 0 | 0 | 0 | 0 | 0 | 0 | 0 | 0 | 0 | 0
Diesel | 3 | 11 | 0 | 0 | 0 | 0 | 0 | 0 | 0 | 0 | 0 | 0 | 0 | 0 | 0 | 0 | 0 | 0 | 0 | 0 | 0 | 0 | 0 | 0 | 0 | 0
Diesel | 4 | 0 | 0 | 0 | 0 | 0 | 0 | 0 | 0 | 0 | 0 | 0 | 0 | 0 | 0 | 0 | 0 | 0 | 0 | 0 | 0 | 0 | 0 | 0 | 0 | 0
Diesel | 4 | 1 | 0 | 0 | 0 | 0 | 0 | 0 | 0 | 0 | 0 | 0 | 0 | 0 | 0 | 0 | 0 | 0 | 0 | 0 | 0 | 0 | 0 | 0 | 0 | 0
Diesel | 4 | 2 | 0 | 0 | 0 | 0 | 0 | 0 | 0 | 0 | 0 | 0 | 0 | 0 | 0 | 0 | 0 | 0 | 0 | 0 | 0 | 0 | 0 | 0 | 0 | 0
Diesel | 4 | 3 | 0 | 0 | 0 | 0 | 0 | 0 | 0 | 0 | 0 | 0 | 0 | 0 | 0 | 0 | 0 | 0 | 0 | 0 | 0 | 0 | 0 | 0 | 0 | 0
Diesel | 4 | 4 | 0 | 0 | 0 | 0 | 0 | 0 | 0 | 0 | 0 | 0 | 0 | 0 | 0 | 0 | 0 | 0 | 0 | 0 | 0 | 0 | 0 | 0 | 0 | 0
Diesel | 4 | 5 | 0 | 0 | 0 | 0 | 0 | 0 | 0 | 0 | 0 | 0 | 0 | 0 | 0 | 0 | 0 | 0 | 0 | 0 | 0 | 0 | 0 | 0 | 0 | 0
Diesel | 4 | 6 | 0 | 0 | 0 | 0 | 0 | 0 | 0 | 0 | 0 | 0 | 0 | 0 | 0 | 0 | 0 | 0 | 0 | 0 | 0 | 0 | 0 | 0 | 0 | 0
Diesel | 4 | 7 | 0 | 0 | 0 | 0 | 0 | 0 | 0 | 0 | 0 | 0 | 0 | 0 | 0 | 0 | 0 | 0 | 0 | 0 | 0 | 0 | 0 | 0 | 0 | 0
Diesel | 4 | 8 | 0 | 0 | 0 | 0 | 0 | 0 | 0 | 0 | 0 | 0 | 0 | 0 | 0 | 0 | 0 | 0 | 0 | 0 | 0 | 0 | 0 | 0 | 0 | 0
Diesel | 4 | 9 | 0 | 0 | 0 | 0 | 0 | 0 | 0 | 0 | 0 | 0 | 0 | 0 | 0 | 0 | 0 | 0 | 0 | 0 | 0 | 0 | 0 | 0 | 0 | 0
Diesel | 4 | 10 | 0 | 0 | 0 | 0 | 0 | 0 | 0 | 0 | 0 | 0 | 0 | 0 | 0 | 0 | 0 | 0 | 0 | 0 | 0 | 0 | 0 | 0 | 0 | 0
Diesel | 4 | 11 | 0 | 0 | 0 | 0 | 0 | 0 | 0 | 0 | 0 | 0 | 0 | 0 | 0 | 0 | 0 | 0 | 0 | 0 | 0 | 0 | 0 | 0 | 0 | 0
Diesel | 5 | 0 | 0 | 0 | 0 | 0 | 0 | 0 | 0 | 0 | 0 | 0 | 0 | 0 | 0 | 0 | 0 | 0 | 0 | 0 | 0 | 0 | 0 | 0 | 0 | 0
Diesel | 5 | 1 | 0 | 0 | 0 | 0 | 0 | 0 | 0 | 0 | 0 | 0 | 0 | 0 | 0 | 0 | 0 | 0 | 0 | 0 | 0 | 0 | 0 | 0 | 0 | 0
Diesel | 5 | 2 | 0 | 0 | 0 | 0 | 0 | 0 | 0 | 0 | 0 | 0 | 0 | 0 | 0 | 0 | 0 | 0 | 0 | 0 | 0 | 0 | 0 | 0 | 0 | 0
Diesel | 5 | 3 | 0 | 0 | 0 | 0 | 0 | 0 | 0 | 0 | 0 | 0 | 0 | 0 | 0 | 0 | 0 | 0 | 0 | 0 | 0 | 0 | 0 | 0 | 0 | 0
Diesel | 5 | 4 | 0 | 0 | 0 | 0 | 0 | 0 | 0 | 0 | 0 | 0 | 0 | 0 | 0 | 0 | 0 | 0 | 0 | 0 | 0 | 0 | 0 | 0 | 0 | 0
Diesel | 5 | 5 | 0 | 0 | 0 | 0 | 0 | 0 | 0 | 0 | 0 | 0 | 0 | 0 | 0 | 0 | 0 | 0 | 0 | 0 | 0 | 0 | 0 | 0 | 0 | 0
Diesel | 5 | 6 | 0 | 0 | 0 | 0 | 0 | 0 | 0 | 0 | 0 | 0 | 0 | 0 | 0 | 0 | 0 | 0 | 0 | 0 | 0 | 0 | 0 | 0 | 0 | 0
Diesel | 5 | 7 | 0 | 0 | 0 | 0 | 0 | 0 | 0 | 0 | 0 | 0 | 0 | 0 | 0 | 0 | 0 | 0 | 0 | 0 | 0 | 0 | 0 | 0 | 0 | 0
Diesel | 5 | 8 | 0 | 0 | 0 | 0 | 0 | 0 | 0 | 0 | 0 | 0 | 0 | 0 | 0 | 0 | 0 | 0 | 0 | 0 | 0 | 0 | 0 | 0 | 0 | 0
Diesel | 5 | 9 | 0 | 0 | 0 | 0 | 0 | 0 | 0 | 0 | 0 | 0 | 0 | 0 | 0 | 0 | 0 | 0 | 0 | 0 | 0 | 0 | 0 | 0 | 0 | 0
Diesel | 5 | 10 | 0 | 0 | 0 | 0 | 0 | 0 | 0 | 0 | 0 | 0 | 0 | 0 | 0 | 0 | 0 | 0 | 0 | 0 | 0 | 0 | 0 | 0 | 0 | 0
Diesel | 5 | 11 | 0 | 0 | 0 | 0 | 0 | 0 | 0 | 0 | 0 | 0 | 0 | 0 | 0 | 0 | 0 | 0 | 0 | 0 | 0 | 0 | 0 | 0 | 0 | 0
Diesel | 6 | 0 | 0 | 0 | 0 | 0 | 0 | 0 | 0 | 0 | 0 | 0 | 0 | 0 | 0 | 0 | 0 | 0 | 0 | 0 | 0 | 0 | 0 | 0 | 0 | 0
Diesel | 6 | 1 | 0 | 0 | 0 | 0 | 0 | 0 | 0 | 0 | 0 | 0 | 0 | 0 | 0 | 0 | 0 | 0 | 0 | 0 | 0 | 0 | 0 | 0 | 0 | 0
Diesel | 6 | 2 | 0 | 0 | 0 | 0 | 0 | 0 | 0 | 0 | 0 | 0 | 0 | 0 | 0 | 0 | 0 | 0 | 0 | 0 | 0 | 0 | 0 | 0 | 0 | 0
Diesel | 6 | 3 | 0 | 0 | 0 | 0 | 0 | 0 | 0 | 0 | 0 | 0 | 0 | 0 | 0 | 0 | 0 | 0 | 0 | 0 | 0 | 0 | 0 | 0 | 0 | 0
Diesel | 6 | 4 | 0 | 0 | 0 | 0 | 0 | 0 | 0 | 0 | 0 | 0 | 0 | 0 | 0 | 0 | 0 | 0 | 0 | 0 | 0 | 0 | 0 | 0 | 0 | 0
Diesel | 6 | 5 | 0 | 0 | 0 | 0 | 0 | 0 | 0 | 0 | 0 | 0 | 0 | 0 | 0 | 0 | 0 | 0 | 0 | 0 | 0 | 0 | 0 | 0 | 0 | 0
Diesel | 6 | 6 | 0 | 0 | 0 | 0 | 0 | 0 | 0 | 0 | 0 | 0 | 0 | 0 | 0 | 0 | 0 | 0 | 0 | 0 | 0 | 0 | 0 | 0 | 0 | 0
Diesel | 6 | 7 | 0 | 0 | 0 | 0 | 0 | 0 | 0 | 0 | 0 | 0 | 0 | 0 | 0 | 0 | 0 | 0 | 0 | 0 | 0 | 0 | 0 | 0 | 0 | 0
Diesel | 6 | 8 | 0 | 0 | 0 | 0 | 0 | 0 | 0 | 0 | 0 | 0 | 0 | 0 | 0 | 0 | 0 | 0 | 0 | 0 | 0 | 0 | 0 | 0 | 0 | 0
Diesel | 6 | 9 | 0 | 0 | 0 | 0 | 0 | 0 | 0 | 0 | 0 | 0 | 0 | 0 | 0 | 0 | 0 | 0 | 0 | 0 | 0 | 0 | 0 | 0 | 0 | 0
Diesel | 6 | 10 | 0 | 0 | 0 | 0 | 0 | 0 | 0 | 0 | 0 | 0 | 0 | 0 | 0 | 0 | 0 | 0 | 0 | 0 | 0 | 0 | 0 | 0 | 0 | 0
Diesel | 6 | 11 | 0 | 0 | 0 | 0 | 0 | 0 | 0 | 0 | 0 | 0 | 0 | 0 | 0 | 0 | 0 | 0 | 0 | 0 | 0 | 0 | 0 | 0 | 0 | 0
Diesel | 7 | 0 | 0 | 0 | 0 | 0 | 0 | 0 | 0 | 0 | 0 | 0 | 0 | 0 | 0 | 0 | 0 | 0 | 0 | 0 | 0 | 0 | 0 | 0 | 0 | 0
Diesel | 7 | 1 | 0 | 0 | 0 | 0 | 0 | 0 | 0 | 0 | 0 | 0 | 0 | 0 | 0 | 0 | 0 | 0 | 0 | 0 | 0 | 0 | 0 | 0 | 0 | 0
Diesel | 7 | 2 | 0 | 0 | 0 | 0 | 0 | 0 | 0 | 0 | 0 | 0 | 0 | 0 | 0 | 0 | 0 | 0 | 0 | 0 | 0 | 0 | 0 | 0 | 0 | 0
Diesel | 7 | 3 | 0 | 0 | 0 | 0 | 0 | 0 | 0 | 0 | 0 | 0 | 0 | 0 | 0 | 0 | 0 | 0 | 0 | 0 | 0 | 0 | 0 | 0 | 0 | 0
Diesel | 7 | 4 | 0 | 0 | 0 | 0 | 0 | 0 | 0 | 0 | 0 | 0 | 0 | 0 | 0 | 0 | 0 | 0 | 0 | 0 | 0 | 0 | 0 | 0 | 0 | 0
Diesel | 7 | 5 | 0 | 0 | 0 | 0 | 0 | 0 | 0 | 0 | 0 | 0 | 0 | 0 | 0 | 0 | 0 | 0 | 0 | 0 | 0 | 0 | 0 | 0 | 0 | 0
Diesel | 7 | 6 | 0 | 0 | 0 | 0 | 0 | 0 | 0 | 0 | 0 | 0 | 0 | 0 | 0 | 0 | 0 | 0 | 0 | 0 | 0 | 0 | 0 | 0 | 0 | 0
Diesel | 7 | 7 | 0 | 0 | 0 | 0 | 0 | 0 | 0 | 0 | 0 | 0 | 0 | 0 | 0 | 0 | 0 | 0 | 0 | 0 | 0 | 0 | 0 | 0 | 0 | 0
Diesel | 7 | 8 | 0 | 0 | 0 | 0 | 0 | 0 | 0 | 0 | 0 | 0 | 0 | 0 | 0 | 0 | 0 | 0 | 0 | 0 | 0 | 0 | 0 | 0 | 0 | 0
Diesel | 7 | 9 | 0 | 0 | 0 | 0 | 0 | 0 | 0 | 0 | 0 | 0 | 0 | 0 | 0 | 0 | 0 | 0 | 0 | 0 | 0 | 0 | 0 | 0 | 0 | 0
Diesel | 7 | 10 | 0 | 0 | 0 | 0 | 0 | 0 | 0 | 0 | 0 | 0 | 0 | 0 | 0 | 0 | 0 | 0 | 0 | 0 | 0 | 0 | 0 | 0 | 0 | 0
Diesel | 7 | 11 | 0 | 0 | 0 | 0 | 0 | 0 | 0 | 0 | 0 | 0 | 0 | 0 | 0 | 0 | 0 | 0 | 0 | 0 | 0 | 0 | 0 | 0 | 0 | 0
Diesel | 8 | 0 | 0 | 0 | 0 | 0 | 0 | 0 | 0 | 0 | 0 | 0 | 0 | 0 | 0 | 0 | 0 | 0 | 0 | 0 | 0 | 0 | 0 | 0 | 0 | 0
Diesel | 8 | 1 | 0 | 0 | 0 | 0 | 0 | 0 | 0 | 0 | 0 | 0 | 0 | 0 | 0 | 0 | 0 | 0 | 0 | 0 | 0 | 0 | 0 | 0 | 0 | 0
Diesel | 8 | 2 | 0 | 0 | 0 | 0 | 0 | 0 | 0 | 0 | 0 | 0 | 0 | 0 | 0 | 0 | 0 | 0 | 0 | 0 | 0 | 0 | 0 | 0 | 0 | 0
Diesel | 8 | 3 | 0 | 0 | 0 | 0 | 0 | 0 | 0 | 0 | 0 | 0 | 0 | 0 | 0 | 0 | 0 | 0 | 0 | 0 | 0 | 0 | 0 | 0 | 0 | 0
Diesel | 8 | 4 | 0 | 0 | 0 | 0 | 0 | 0 | 0 | 0 | 0 | 0 | 0 | 0 | 0 | 0 | 0 | 0 | 0 | 0 | 0 | 0 | 0 | 0 | 0 | 0
Diesel | 8 | 5 | 0 | 0 | 0 | 0 | 0 | 0 | 0 | 0 | 0 | 0 | 0 | 0 | 0 | 0 | 0 | 0 | 0 | 0 | 0 | 0 | 0 | 0 | 0 | 0
Diesel | 8 | 6 | 0 | 0 | 0 | 0 | 0 | 0 | 0 | 0 | 0 | 0 | 0 | 0 | 0 | 0 | 0 | 0 | 0 | 0 | 0 | 0 | 0 | 0 | 0 | 0
Diesel | 8 | 7 | 0 | 0 | 0 | 0 | 0 | 0 | 0 | 0 | 0 | 0 | 0 | 0 | 0 | 0 | 0 | 0 | 0 | 0 | 0 | 0 | 0 | 0 | 0 | 0
Diesel | 8 | 8 | 0 | 0 | 0 | 0 | 0 | 0 | 0 | 0 | 0 | 0 | 0 | 0 | 0 | 0 | 0 | 0 | 0 | 0 | 0 | 0 | 0 | 0 | 0 | 0
Diesel | 8 | 9 | 0 | 0 | 0 | 0 | 0 | 0 | 0 | 0 | 0 | 0 | 0 | 0 | 0 | 0 | 0 | 0 | 0 | 0 | 0 | 0 | 0 | 0 | 0 | 0
Diesel | 8 | 10 | 0 | 0 | 0 | 0 | 0 | 0 | 0 | 0 | 0 | 0 | 0 | 0 | 0 | 0 | 0 | 0 | 0 | 0 | 0 | 0 | 0 | 0 | 0 | 0
Diesel | 8 | 11 | 0 | 0 | 0 | 0 | 0 | 0 | 0 | 0 | 0 | 0 | 0 | 0 | 0 | 0 | 0 | 0 | 0 | 0 | 0 | 0 | 0 | 0 | 0 | 0
Diesel | 9 | 0 | 0 | 0 | 0 | 0 | 0 | 0 | 0 | 0 | 0 | 0 | 0 | 0 | 0 | 0 | 0 | 0 | 0 | 0 | 0 | 0 | 0 | 0 | 0 | 0
Diesel | 9 | 1 | 0 | 0 | 0 | 0 | 0 | 0 | 0 | 0 | 0 | 0 | 0 | 0 | 0 | 0 | 0 | 0 | 0 | 0 | 0 | 0 | 0 | 0 | 0 | 0
Diesel | 9 | 2 | 0 | 0 | 0 | 0 | 0 | 0 | 0 | 0 | 0 | 0 | 0 | 0 | 0 | 0 | 0 | 0 | 0 | 0 | 0 | 0 | 0 | 0 | 0 | 0
Diesel | 9 | 3 | 0 | 0 | 0 | 0 | 0 | 0 | 0 | 0 | 0 | 0 | 0 | 0 | 0 | 0 | 0 | 0 | 0 | 0 | 0 | 0 | 0 | 0 | 0 | 0
Diesel | 9 | 4 | 0 | 0 | 0 | 0 | 0 | 0 | 0 | 0 | 0 | 0 | 0 | 0 | 0 | 0 | 0 | 0 | 0 | 0 | 0 | 0 | 0 | 0 | 0 | 0
Diesel | 9 | 5 | 0 | 0 | 0 | 0 | 0 | 0 | 0 | 0 | 0 | 0 | 0 | 0 | 0 | 0 | 0 | 0 | 0 | 0 | 0 | 0 | 0 | 0 | 0 | 0
Diesel | 9 | 6 | 0 | 0 | 0 | 0 | 0 | 0 | 0 | 0 | 0 | 0 | 0 | 0 | 0 | 0 | 0 | 0 | 0 | 0 | 0 | 0 | 0 | 0 | 0 | 0
Diesel | 9 | 7 | 0 | 0 | 0 | 0 | 0 | 0 | 0 | 0 | 0 | 0 | 0 | 0 | 0 | 0 | 0 | 0 | 0 | 0 | 0 | 0 | 0 | 0 | 0 | 0
Diesel | 9 | 8 | 0 | 0 | 0 | 0 | 0 | 0 | 0 | 0 | 0 | 0 | 0 | 0 | 0 | 0 | 0 | 0 | 0 | 0 | 0 | 0 | 0 | 0 | 0 | 0
Diesel | 9 | 9 | 0 | 0 | 0 | 0 | 0 | 0 | 0 | 0 | 0 | 0 | 0 | 0 | 0 | 0 | 0 | 0 | 0 | 0 | 0 | 0 | 0 | 0 | 0 | 0
Diesel | 9 | 10 | 0 | 0 | 0 | 0 | 0 | 0 | 0 | 0 | 0 | 0 | 0 | 0 | 0 | 0 | 0 | 0 | 0 | 0 | 0 | 0 | 0 | 0 | 0 | 0
Diesel | 9 | 11 | 0 | 0 | 0 | 0 | 0 | 0 | 0 | 0 | 0 | 0 | 0 | 0 | 0 | 0 | 0 | 0 | 0 | 0 | 0 | 0 | 0 | 0 | 0 | 0
Diesel | 10 | 0 | 0 | 0 | 0 | 0 | 0 | 0 | 0 | 0 | 0 | 0 | 0 | 0 | 0 | 0 | 0 | 0 | 0 | 0 | 0 | 0 | 0 | 0 | 0 | 0
Diesel | 10 | 1 | 0 | 0 | 0 | 0 | 0 | 0 | 0 | 0 | 0 | 0 | 0 | 0 | 0 | 0 | 0 | 0 | 0 | 0 | 0 | 0 | 0 | 0 | 0 | 0
Diesel | 10 | 2 | 0 | 0 | 0 | 0 | 0 | 0 | 0 | 0 | 0 | 0 | 0 | 0 | 0 | 0 | 0 | 0 | 0 | 0 | 0 | 0 | 0 | 0 | 0 | 0
Diesel | 10 | 3 | 0 | 0 | 0 | 0 | 0 | 0 | 0 | 0 | 0 | 0 | 0 | 0 | 0 | 0 | 0 | 0 | 0 | 0 | 0 | 0 | 0 | 0 | 0 | 0
Diesel | 10 | 4 | 0 | 0 | 0 | 0 | 0 | 0 | 0 | 0 | 0 | 0 | 0 | 0 | 0 | 0 | 0 | 0 | 0 | 0 | 0 | 0 | 0 | 0 | 0 | 0
Diesel | 10 | 5 | 0 | 0 | 0 | 0 | 0 | 0 | 0 | 0 | 0 | 0 | 0 | 0 | 0 | 0 | 0 | 0 | 0 | 0 | 0 | 0 | 0 | 0 | 0 | 0
Diesel | 10 | 6 | 0 | 0 | 0 | 0 | 0 | 0 | 0 | 0 | 0 | 0 | 0 | 0 | 0 | 0 | 0 | 0 | 0 | 0 | 0 | 0 | 0 | 0 | 0 | 0
Diesel | 10 | 7 | 0 | 0 | 0 | 0 | 0 | 0 | 0 | 0 | 0 | 0 | 0 | 0 | 0 | 0 | 0 | 0 | 0 | 0 | 0 | 0 | 0 | 0 | 0 | 0
Diesel | 10 | 8 | 0 | 0 | 0 | 0 | 0 | 0 | 0 | 0 | 0 | 0 | 0 | 0 | 0 | 0 | 0 | 0 | 0 | 0 | 0 | 0 | 0 | 0 | 0 | 0
Diesel | 10 | 9 | 0 | 0 | 0 | 0 | 0 | 0 | 0 | 0 | 0 | 0 | 0 | 0 | 0 | 0 | 0 | 0 | 0 | 0 | 0 | 0 | 0 | 0 | 0 | 0
Diesel | 10 | 10 | 0 | 0 | 0 | 0 | 0 | 0 | 0 | 0 | 0 | 0 | 0 | 0 | 0 | 0 | 0 | 0 | 0 | 0 | 0 | 0 | 0 | 0 | 0 | 0
Diesel | 10 | 11 | 0 | 0 | 0 | 0 | 0 | 0 | 0 | 0 | 0 | 0 | 0 | 0 | 0 | 0 | 0 | 0 | 0 | 0 | 0 | 0 | 0 | 0 | 0 | 0
Diesel | 11 | 0 | 0 | 0 | 0 | 0 | 0 | 0 | 0 | 0 | 0 | 0 | 0 | 0 | 0 | 0 | 0 | 0 | 0 | 0 | 0 | 0 | 0 | 0 | 0 | 0
Diesel | 11 | 1 | 0 | 0 | 0 | 0 | 0 | 0 | 0 | 0 | 0 | 0 | 0 | 0 | 0 | 0 | 0 | 0 | 0 | 0 | 0 | 0 | 0 | 0 | 0 | 0
Diesel | 11 | 2 | 0 | 0 | 0 | 0 | 0 | 0 | 0 | 0 | 0 | 0 | 0 | 0 | 0 | 0 | 0 | 0 | 0 | 0 | 0 | 0 | 0 | 0 | 0 | 0
Diesel | 11 | 3 | 0 | 0 | 0 | 0 | 0 | 0 | 0 | 0 | 0 | 0 | 0 | 0 | 0 | 0 | 0 | 0 | 0 | 0 | 0 | 0 | 0 | 0 | 0 | 0
Diesel | 11 | 4 | 0 | 0 | 0 | 0 | 0 | 0 | 0 | 0 | 0 | 0 | 0 | 0 | 0 | 0 | 0 | 0 | 0 | 0 | 0 | 0 | 0 | 0 | 0 | 0
Diesel | 11 | 5 | 0 | 0 | 0 | 0 | 0 | 0 | 0 | 0 | 0 | 0 | 0 | 0 | 0 | 0 | 0 | 0 | 0 | 0 | 0 | 0 | 0 | 0 | 0 | 0
Diesel | 11 | 6 | 0 | 0 | 0 | 0 | 0 | 0 | 0 | 0 | 0 | 0 | 0 | 0 | 0 | 0 | 0 | 0 | 0 | 0 | 0 | 0 | 0 | 0 | 0 | 0
Diesel | 11 | 7 | 0 | 0 | 0 | 0 | 0 | 0 | 0 | 0 | 0 | 0 | 0 | 0 | 0 | 0 | 0 | 0 | 0 | 0 | 0 | 0 | 0 | 0 | 0 | 0
Diesel | 11 | 8 | 0 | 0 | 0 | 0 | 0 | 0 | 0 | 0 | 0 | 0 | 0 | 0 | 0 | 0 | 0 | 0 | 0 | 0 | 0 | 0 | 0 | 0 | 0 | 0
Diesel | 11 | 9 | 0 | 0 | 0 | 0 | 0 | 0 | 0 | 0 | 0 | 0 | 0 | 0 | 0 | 0 | 0 | 0 | 0 | 0 | 0 | 0 | 0 | 0 | 0 | 0
Diesel | 11 | 10 | 0 | 0 | 0 | 0 | 0 | 0 | 0 | 0 | 0 | 0 | 0 | 0 | 0 | 0 | 0 | 0 | 0 | 0 | 0 | 0 | 0 | 0 | 0 | 0
Diesel | 11 | 11 | 0 | 0 | 0 | 0 | 0 | 0 | 0 | 0 | 0 | 0 | 0 | 0 | 0 | 0 | 0 | 0 | 0 | 0 | 0 | 0 | 0 | 0 | 0 | 0
Diesel | 12 | 0 | 0 | 0 | 0 | 0 | 0 | 0 | 0 | 0 | 0 | 0 | 0 | 0 | 0 | 0 | 0 | 0 | 0 | 0 | 0 | 0 | 0 | 0 | 0 | 0
Diesel | 12 | 1 | 0 | 0 | 0 | 0 | 0 | 0 | 0 | 0 | 0 | 0 | 0 | 0 | 0 | 0 | 0 | 0 | 0 | 0 | 0 | 0 | 0 | 0 | 0 | 0
Diesel | 12 | 2 | 0 | 0 | 0 | 0 | 0 | 0 | 0 | 0 | 0 | 0 | 0 | 0 | 0 | 0 | 0 | 0 | 0 | 0 | 0 | 0 | 0 | 0 | 0 | 0
Diesel | 12 | 3 | 0 | 0 | 0 | 0 | 0 | 0 | 0 | 0 | 0 | 0 | 0 | 0 | 0 | 0 | 0 | 0 | 0 | 0 | 0 | 0 | 0 | 0 | 0 | 0
Diesel | 12 | 4 | 0 | 0 | 0 | 0 | 0 | 0 | 0 | 0 | 0 | 0 | 0 | 0 | 0 | 0 | 0 | 0 | 0 | 0 | 0 | 0 | 0 | 0 | 0 | 0
Diesel | 12 | 5 | 0 | 0 | 0 | 0 | 0 | 0 | 0 | 0 | 0 | 0 | 0 | 0 | 0 | 0 | 0 | 0 | 0 | 0 | 0 | 0 | 0 | 0 | 0 | 0
Diesel | 12 | 6 | 0 | 0 | 0 | 0 | 0 | 0 | 0 | 0 | 0 | 0 | 0 | 0 | 0 | 0 | 0 | 0 | 0 | 0 | 0 | 0 | 0 | 0 | 0 | 0
Diesel | 12 | 7 | 0 | 0 | 0 | 0 | 0 | 0 | 0 | 0 | 0 | 0 | 0 | 0 | 0 | 0 | 0 | 0 | 0 | 0 | 0 | 0 | 0 | 0 | 0 | 0
Diesel | 12 | 8 | 0 | 0 | 0 | 0 | 0 | 0 | 0 | 0 | 0 | 0 | 0 | 0 | 0 | 0 | 0 | 0 | 0 | 0 | 0 | 0 | 0 | 0 | 0 | 0
Diesel | 12 | 9 | 0 | 0 | 0 | 0 | 0 | 0 | 0 | 0 | 0 | 0 | 0 | 0 | 0 | 0 | 0 | 0 | 0 | 0 | 0 | 0 | 0 | 0 | 0 | 0
Diesel | 12 | 10 | 0 | 0 | 0 | 0 | 0 | 0 | 0 | 0 | 0 | 0 | 0 | 0 | 0 | 0 | 0 | 0 | 0 | 0 | 0 | 0 | 0 | 0 | 0 | 0
Diesel | 12 | 11 | 0 | 0 | 0 | 0 | 0 | 0 | 0 | 0 | 0 | 0 | 0 | 0 | 0 | 0 | 0 | 0 | 0 | 0 | 0 | 0 | 0 | 0 | 0 | 0
Diesel | 13 | 0 | 0 | 0 | 0 | 0 | 0 | 0 | 0 | 0 | 0 | 0 | 0 | 0 | 0 | 0 | 0 | 0 | 0 | 0 | 0 | 0 | 0 | 0 | 0 | 0
Diesel | 13 | 1 | 0 | 0 | 0 | 0 | 0 | 0 | 0 | 0 | 0 | 0 | 0 | 0 | 0 | 0 | 0 | 0 | 0 | 0 | 0 | 0 | 0 | 0 | 0 | 0
Diesel | 13 | 2 | 0 | 0 | 0 | 0 | 0 | 0 | 0 | 0 | 0 | 0 | 0 | 0 | 0 | 0 | 0 | 0 | 0 | 0 | 0 | 0 | 0 | 0 | 0 | 0
Diesel | 13 | 3 | 0 | 0 | 0 | 0 | 0 | 0 | 0 | 0 | 0 | 0 | 0 | 0 | 0 | 0 | 0 | 0 | 0 | 0 | 0 | 0 | 0 | 0 | 0 | 0
Diesel | 13 | 4 | 0 | 0 | 0 | 0 | 0 | 0 | 0 | 0 | 0 | 0 | 0 | 0 | 0 | 0 | 0 | 0 | 0 | 0 | 0 | 0 | 0 | 0 | 0 | 0
Diesel | 13 | 5 | 0 | 0 | 0 | 0 | 0 | 0 | 0 | 0 | 0 | 0 | 0 | 0 | 0 | 0 | 0 | 0 | 0 | 0 | 0 | 0 | 0 | 0 | 0 | 0
Diesel | 13 | 6 | 0 | 0 | 0 | 0 | 0 | 0 | 0 | 0 | 0 | 0 | 0 | 0 | 0 | 0 | 0 | 0 | 0 | 0 | 0 | 0 | 0 | 0 | 0 | 0
Diesel | 13 | 7 | 0 | 0 | 0 | 0 | 0 | 0 | 0 | 0 | 0 | 0 | 0 | 0 | 0 | 0 | 0 | 0 | 0 | 0 | 0 | 0 | 0 | 0 | 0 | 0
Diesel | 13 | 8 | 0 | 0 | 0 | 0 | 0 | 0 | 0 | 0 | 0 | 0 | 0 | 0 | 0 | 0 | 0 | 0 | 0 | 0 | 0 | 0 | 0 | 0 | 0 | 0
Diesel | 13 | 9 | 0 | 0 | 0 | 0 | 0 | 0 | 0 | 0 | 0 | 0 | 0 | 0 | 0 | 0 | 0 | 0 | 0 | 0 | 0 | 0 | 0 | 0 | 0 | 0
Diesel | 13 | 10 | 0 | 0 | 0 | 0 | 0 | 0 | 0 | 0 | 0 | 0 | 0 | 0 | 0 | 0 | 0 | 0 | 0 | 0 | 0 | 0 | 0 | 0 | 0 | 0
Diesel | 13 | 11 | 0 | 0 | 0 | 0 | 0 | 0 | 0 | 0 | 0 | 0 | 0 | 0 | 0 | 0 | 0 | 0 | 0 | 0 | 0 | 0 | 0 | 0 | 0 | 0
Diesel | 14 | 0 | 0 | 0 | 0 | 0 | 0 | 0 | 0 | 0 | 0 | 0 | 0 | 0 | 0 | 0 | 0 | 0 | 0 | 0 | 0 | 0 | 0 | 0 | 0 | 0
Diesel | 14 | 1 | 0 | 0 | 0 | 0 | 0 | 0 | 0 | 0 | 0 | 0 | 0 | 0 | 0 | 0 | 0 | 0 | 0 | 0 | 0 | 0 | 0 | 0 | 0 | 0
Diesel | 14 | 2 | 0 | 0 | 0 | 0 | 0 | 0 | 0 | 0 | 0 | 0 | 0 | 0 | 0 | 0 | 0 | 0 | 0 | 0 | 0 | 0 | 0 | 0 | 0 | 0
Diesel | 14 | 3 | 0 | 0 | 0 | 0 | 0 | 0 | 0 | 0 | 0 | 0 | 0 | 0 | 0 | 0 | 0 | 0 | 0 | 0 | 0 | 0 | 0 | 0 | 0 | 0
Diesel | 14 | 4 | 0 | 0 | 0 | 0 | 0 | 0 | 0 | 0 | 0 | 0 | 0 | 0 | 0 | 0 | 0 | 0 | 0 | 0 | 0 | 0 | 0 | 0 | 0 | 0
Diesel | 14 | 5 | 0 | 0 | 0 | 0 | 0 | 0 | 0 | 0 | 0 | 0 | 0 | 0 | 0 | 0 | 0 | 0 | 0 | 0 | 0 | 0 | 0 | 0 | 0 | 0
Diesel | 14 | 6 | 0 | 0 | 0 | 0 | 0 | 0 | 0 | 0 | 0 | 0 | 0 | 0 | 0 | 0 | 0 | 0 | 0 | 0 | 0 | 0 | 0 | 0 | 0 | 0
Diesel | 14 | 7 | 0 | 0 | 0 | 0 | 0 | 0 | 0 | 0 | 0 | 0 | 0 | 0 | 0 | 0 | 0 | 0 | 0 | 0 | 0 | 0 | 0 | 0 | 0 | 0
Diesel | 14 | 8 | 0 | 0 | 0 | 0 | 0 | 0 | 0 | 0 | 0 | 0 | 0 | 0 | 0 | 0 | 0 | 0 | 0 | 0 | 0 | 0 | 0 | 0 | 0 | 0
Diesel | 14 | 9 | 0 | 0 | 0 | 0 | 0 | 0 | 0 | 0 | 0 | 0 | 0 | 0 | 0 | 0 | 0 | 0 | 0 | 0 | 0 | 0 | 0 | 0 | 0 | 0
Diesel | 14 | 10 | 0 | 0 | 0 | 0 | 0 | 0 | 0 | 0 | 0 | 0 | 0 | 0 | 0 | 0 | 0 | 0 | 0 | 0 | 0 | 0 | 0 | 0 | 0 | 0
Diesel | 14 | 11 | 0 | 0 | 0 | 0 | 0 | 0 | 0 | 0 | 0 | 0 | 0 | 0 | 0 | 0 | 0 | 0 | 0 | 0 | 0 | 0 | 0 | 0 | 0 | 0
Diesel | 15 | 0 | 0 | 0 | 0 | 0 | 0 | 0 | 0 | 0 | 0 | 0 | 0 | 0 | 0 | 0 | 0 | 0 | 0 | 0 | 0 | 0 | 0 | 0 | 0 | 0
Diesel | 15 | 1 | 0 | 0 | 0 | 0 | 0 | 0 | 0 | 0 | 0 | 0 | 0 | 0 | 0 | 0 | 0 | 0 | 0 | 0 | 0 | 0 | 0 | 0 | 0 | 0
Diesel | 15 | 2 | 0 | 0 | 0 | 0 | 0 | 0 | 0 | 0 | 0 | 0 | 0 | 0 | 0 | 0 | 0 | 0 | 0 | 0 | 0 | 0 | 0 | 0 | 0 | 0
Diesel | 15 | 3 | 0 | 0 | 0 | 0 | 0 | 0 | 0 | 0 | 0 | 0 | 0 | 0 | 0 | 0 | 0 | 0 | 0 | 0 | 0 | 0 | 0 | 0 | 0 | 0
Diesel | 15 | 4 | 0 | 0 | 0 | 0 | 0 | 0 | 0 | 0 | 0 | 0 | 0 | 0 | 0 | 0 | 0 | 0 | 0 | 0 | 0 | 0 | 0 | 0 | 0 | 0
Diesel | 15 | 5 | 0 | 0 | 0 | 0 | 0 | 0 | 0 | 0 | 0 | 0 | 0 | 0 | 0 | 0 | 0 | 0 | 0 | 0 | 0 | 0 | 0 | 0 | 0 | 0
Diesel | 15 | 6 | 0 | 0 | 0 | 0 | 0 | 0 | 0 | 0 | 0 | 0 | 0 | 0 | 0 | 0 | 0 | 0 | 0 | 0 | 0 | 0 | 0 | 0 | 0 | 0
Diesel | 15 | 7 | 0 | 0 | 0 | 0 | 0 | 0 | 0 | 0 | 0 | 0 | 0 | 0 | 0 | 0 | 0 | 0 | 0 | 0 | 0 | 0 | 0 | 0 | 0 | 0
Diesel | 15 | 8 | 0 | 0 | 0 | 0 | 0 | 0 | 0 | 0 | 0 | 0 | 0 | 0 | 0 | 0 | 0 | 0 | 0 | 0 | 0 | 0 | 0 | 0 | 0 | 0
Diesel | 15 | 9 | 0 | 0 | 0 | 0 | 0 | 0 | 0 | 0 | 0 | 0 | 0 | 0 | 0 | 0 | 0 | 0 | 0 | 0 | 0 | 0 | 0 | 0 | 0 | 0
Diesel | 15 | 10 | 0 | 0 | 0 | 0 | 0 | 0 | 0 | 0 | 0 | 0 | 0 | 0 | 0 | 0 | 0 | 0 | 0 | 0 | 0 | 0 | 0 | 0 | 0 | 0
Diesel | 15 | 11 | 0 | 0 | 0 | 0 | 0 | 0 | 0 | 0 | 0 | 0 | 0 | 0 | 0 | 0 | 0 | 0 | 0 | 0 | 0 | 0 | 0 | 0 | 0 | 0
Diesel | 16 | 0 | 0 | 0 | 0 | 0 | 0 | 0 | 0 | 0 | 0 | 0 | 0 | 0 | 0 | 0 | 0 | 0 | 0 | 0 | 0 | 0 | 0 | 0 | 0 | 0
Diesel | 16 | 1 | 0 | 0 | 0 | 0 | 0 | 0 | 0 | 0 | 0 | 0 | 0 | 0 | 0 | 0 | 0 | 0 | 0 | 0 | 0 | 0 | 0 | 0 | 0 | 0
Diesel | 16 | 2 | 0 | 0 | 0 | 0 | 0 | 0 | 0 | 0 | 0 | 0 | 0 | 0 | 0 | 0 | 0 | 0 | 0 | 0 | 0 | 0 | 0 | 0 | 0 | 0
Diesel | 16 | 3 | 0 | 0 | 0 | 0 | 0 | 0 | 0 | 0 | 0 | 0 | 0 | 0 | 0 | 0 | 0 | 0 | 0 | 0 | 0 | 0 | 0 | 0 | 0 | 0
Diesel | 16 | 4 | 0 | 0 | 0 | 0 | 0 | 0 | 0 | 0 | 0 | 0 | 0 | 0 | 0 | 0 | 0 | 0 | 0 | 0 | 0 | 0 | 0 | 0 | 0 | 0
Diesel | 16 | 5 | 0 | 0 | 0 | 0 | 0 | 0 | 0 | 0 | 0 | 0 | 0 | 0 | 0 | 0 | 0 | 0 | 0 | 0 | 0 | 0 | 0 | 0 | 0 | 0
Diesel | 16 | 6 | 0 | 0 | 0 | 0 | 0 | 0 | 0 | 0 | 0 | 0 | 0 | 0 | 0 | 0 | 0 | 0 | 0 | 0 | 0 | 0 | 0 | 0 | 0 | 0
Diesel | 16 | 7 | 0 | 0 | 0 | 0 | 0 | 0 | 0 | 0 | 0 | 0 | 0 | 0 | 0 | 0 | 0 | 0 | 0 | 0 | 0 | 0 | 0 | 0 | 0 | 0
Diesel | 16 | 8 | 0 | 0 | 0 | 0 | 0 | 0 | 0 | 0 | 0 | 0 | 0 | 0 | 0 | 0 | 0 | 0 | 0 | 0 | 0 | 0 | 0 | 0 | 0 | 0
Diesel | 16 | 9 | 0 | 0 | 0 | 0 | 0 | 0 | 0 | 0 | 0 | 0 | 0 | 0 | 0 | 0 | 0 | 0 | 0 | 0 | 0 | 0 | 0 | 0 | 0 | 0
Diesel | 16 | 10 | 0 | 0 | 0 | 0 | 0 | 0 | 0 | 0 | 0 | 0 | 0 | 0 | 0 | 0 | 0 | 0 | 0 | 0 | 0 | 0 | 0 | 0 | 0 | 0
Diesel | 16 | 11 | 0 | 0 | 0 | 0 | 0 | 0 | 0 | 0 | 0 | 0 | 0 | 0 | 0 | 0 | 0 | 0 | 0 | 0 | 0 | 0 | 0 | 0 | 0 | 0
Diesel | 17 | 0 | 0 | 0 | 0 | 0 | 0 | 0 | 0 | 0 | 0 | 0 | 0 | 0 | 0 | 0 | 0 | 0 | 0 | 0 | 0 | 0 | 0 | 0 | 0 | 0
Diesel | 17 | 1 | 0 | 0 | 0 | 0 | 0 | 0 | 0 | 0 | 0 | 0 | 0 | 0 | 0 | 0 | 0 | 0 | 0 | 0 | 0 | 0 | 0 | 0 | 0 | 0
Diesel | 17 | 2 | 0 | 0 | 0 | 0 | 0 | 0 | 0 | 0 | 0 | 0 | 0 | 0 | 0 | 0 | 0 | 0 | 0 | 0 | 0 | 0 | 0 | 0 | 0 | 0
Diesel | 17 | 3 | 0 | 0 | 0 | 0 | 0 | 0 | 0 | 0 | 0 | 0 | 0 | 0 | 0 | 0 | 0 | 0 | 0 | 0 | 0 | 0 | 0 | 0 | 0 | 0
Diesel | 17 | 4 | 0 | 0 | 0 | 0 | 0 | 0 | 0 | 0 | 0 | 0 | 0 | 0 | 0 | 0 | 0 | 0 | 0 | 0 | 0 | 0 | 0 | 0 | 0 | 0
Diesel | 17 | 5 | 0 | 0 | 0 | 0 | 0 | 0 | 0 | 0 | 0 | 0 | 0 | 0 | 0 | 0 | 0 | 0 | 0 | 0 | 0 | 0 | 0 | 0 | 0 | 0
Diesel | 17 | 6 | 0 | 0 | 0 | 0 | 0 | 0 | 0 | 0 | 0 | 0 | 0 | 0 | 0 | 0 | 0 | 0 | 0 | 0 | 0 | 0 | 0 | 0 | 0 | 0
Diesel | 17 | 7 | 0 | 0 | 0 | 0 | 0 | 0 | 0 | 0 | 0 | 0 | 0 | 0 | 0 | 0 | 0 | 0 | 0 | 0 | 0 | 0 | 0 | 0 | 0 | 0
Diesel | 17 | 8 | 0 | 0 | 0 | 0 | 0 | 0 | 0 | 0 | 0 | 0 | 0 | 0 | 0 | 0 | 0 | 0 | 0 | 0 | 0 | 0 | 0 | 0 | 0 | 0
Diesel | 17 | 9 | 0 | 0 | 0 | 0 | 0 | 0 | 0 | 0 | 0 | 0 | 0 | 0 | 0 | 0 | 0 | 0 | 0 | 0 | 0 | 0 | 0 | 0 | 0 | 0
Diesel | 17 | 10 | 0 | 0 | 0 | 0 | 0 | 0 | 0 | 0 | 0 | 0 | 0 | 0 | 0 | 0 | 0 | 0 | 0 | 0 | 0 | 0 | 0 | 0 | 0 | 0
Diesel | 17 | 11 | 0 | 0 | 0 | 0 | 0 | 0 | 0 | 0 | 0 | 0 | 0 | 0 | 0 | 0 | 0 | 0 | 0 | 0 | 0 | 0 | 0 | 0 | 0 | 0
Diesel | 18 | 0 | 0 | 0 | 0 | 0 | 0 | 0 | 0 | 0 | 0 | 0 | 0 | 0 | 0 | 0 | 0 | 0 | 0 | 0 | 0 | 0 | 0 | 0 | 0 | 0
Diesel | 18 | 1 | 0 | 0 | 0 | 0 | 0 | 0 | 0 | 0 | 0 | 0 | 0 | 0 | 0 | 0 | 0 | 0 | 0 | 0 | 0 | 0 | 0 | 0 | 0 | 0
Diesel | 18 | 2 | 0 | 0 | 0 | 0 | 0 | 0 | 0 | 0 | 0 | 0 | 0 | 0 | 0 | 0 | 0 | 0 | 0 | 0 | 0 | 0 | 0 | 0 | 0 | 0
Diesel | 18 | 3 | 0 | 0 | 0 | 0 | 0 | 0 | 0 | 0 | 0 | 0 | 0 | 0 | 0 | 0 | 0 | 0 | 0 | 0 | 0 | 0 | 0 | 0 | 0 | 0
Diesel | 18 | 4 | 0 | 0 | 0 | 0 | 0 | 0 | 0 | 0 | 0 | 0 | 0 | 0 | 0 | 0 | 0 | 0 | 0 | 0 | 0 | 0 | 0 | 0 | 0 | 0
Diesel | 18 | 5 | 0 | 0 | 0 | 0 | 0 | 0 | 0 | 0 | 0 | 0 | 0 | 0 | 0 | 0 | 0 | 0 | 0 | 0 | 0 | 0 | 0 | 0 | 0 | 0
Diesel | 18 | 6 | 0 | 0 | 0 | 0 | 0 | 0 | 0 | 0 | 0 | 0 | 0 | 0 | 0 | 0 | 0 | 0 | 0 | 0 | 0 | 0 | 0 | 0 | 0 | 0
Diesel | 18 | 7 | 0 | 0 | 0 | 0 | 0 | 0 | 0 | 0 | 0 | 0 | 0 | 0 | 0 | 0 | 0 | 0 | 0 | 0 | 0 | 0 | 0 | 0 | 0 | 0
Diesel | 18 | 8 | 0 | 0 | 0 | 0 | 0 | 0 | 0 | 0 | 0 | 0 | 0 | 0 | 0 | 0 | 0 | 0 | 0 | 0 | 0 | 0 | 0 | 0 | 0 | 0
Diesel | 18 | 9 | 0 | 0 | 0 | 0 | 0 | 0 | 0 | 0 | 0 | 0 | 0 | 0 | 0 | 0 | 0 | 0 | 0 | 0 | 0 | 0 | 0 | 0 | 0 | 0
Diesel | 18 | 10 | 0 | 0 | 0 | 0 | 0 | 0 | 0 | 0 | 0 | 0 | 0 | 0 | 0 | 0 | 0 | 0 | 0 | 0 | 0 | 0 | 0 | 0 | 0 | 0
Diesel | 18 | 11 | 0 | 0 | 0 | 0 | 0 | 0 | 0 | 0 | 0 | 0 | 0 | 0 | 0 | 0 | 0 | 0 | 0 | 0 | 0 | 0 | 0 | 0 | 0 | 0
Diesel | 19 | 0 | 0 | 0 | 0 | 0 | 0 | 0 | 0 | 0 | 0 | 0 | 0 | 0 | 0 | 0 | 0 | 0 | 0 | 0 | 0 | 0 | 0 | 0 | 0 | 0
Diesel | 19 | 1 | 0 | 0 | 0 | 0 | 0 | 0 | 0 | 0 | 0 | 0 | 0 | 0 | 0 | 0 | 0 | 0 | 0 | 0 | 0 | 0 | 0 | 0 | 0 | 0
Diesel | 19 | 2 | 0 | 0 | 0 | 0 | 0 | 0 | 0 | 0 | 0 | 0 | 0 | 0 | 0 | 0 | 0 | 0 | 0 | 0 | 0 | 0 | 0 | 0 | 0 | 0
Diesel | 19 | 3 | 0 | 0 | 0 | 0 | 0 | 0 | 0 | 0 | 0 | 0 | 0 | 0 | 0 | 0 | 0 | 0 | 0 | 0 | 0 | 0 | 0 | 0 | 0 | 0
Diesel | 19 | 4 | 0 | 0 | 0 | 0 | 0 | 0 | 0 | 0 | 0 | 0 | 0 | 0 | 0 | 0 | 0 | 0 | 0 | 0 | 0 | 0 | 0 | 0 | 0 | 0
Diesel | 19 | 5 | 0 | 0 | 0 | 0 | 0 | 0 | 0 | 0 | 0 | 0 | 0 | 0 | 0 | 0 | 0 | 0 | 0 | 0 | 0 | 0 | 0 | 0 | 0 | 0
Diesel | 19 | 6 | 0 | 0 | 0 | 0 | 0 | 0 | 0 | 0 | 0 | 0 | 0 | 0 | 0 | 0 | 0 | 0 | 0 | 0 | 0 | 0 | 0 | 0 | 0 | 0
Diesel | 19 | 7 | 0 | 0 | 0 | 0 | 0 | 0 | 0 | 0 | 0 | 0 | 0 | 0 | 0 | 0 | 0 | 0 | 0 | 0 | 0 | 0 | 0 | 0 | 0 | 0
Diesel | 19 | 8 | 0 | 0 | 0 | 0 | 0 | 0 | 0 | 0 | 0 | 0 | 0 | 0 | 0 | 0 | 0 | 0 | 0 | 0 | 0 | 0 | 0 | 0 | 0 | 0
Diesel | 19 | 9 | 0 | 0 | 0 | 0 | 0 | 0 | 0 | 0 | 0 | 0 | 0 | 0 | 0 | 0 | 0 | 0 | 0 | 0 | 0 | 0 | 0 | 0 | 0 | 0
Diesel | 19 | 10 | 0 | 0 | 0 | 0 | 0 | 0 | 0 | 0 | 0 | 0 | 0 | 0 | 0 | 0 | 0 | 0 | 0 | 0 | 0 | 0 | 0 | 0 | 0 | 0
Diesel | 19 | 11 | 0 | 0 | 0 | 0 | 0 | 0 | 0 | 0 | 0 | 0 | 0 | 0 | 0 | 0 | 0 | 0 | 0 | 0 | 0 | 0 | 0 | 0 | 0 | 0
PV | 0 | 0 | 0 | 0 | 0 | 0 | 0 | 0 | 0.072833 | 3.7549 | 7.8991 | 11.3894 | 13.7403 | 14.6872 | 14.2154 | 12.5062 | 9.1559 | 4.684 | 0.49769 | 0 | 0 | 0 | 0 | 0 | 0 | 0
PV | 0 | 1 | 0 | 0 | 0 | 0 | 0 | 0 | 0.69885 | 4.7584 | 9.0582 | 12.5166 | 14.7977 | 15.7949 | 15.3953 | 13.5424 | 9.9953 | 5.9393 | 1.4604 | 0 | 0 | 0 | 0 | 0 | 0 | 0
PV | 0 | 2 | 0 | 0 | 0 | 0 | 0 | 0.012139 | 1.7609 | 5.7287 | 9.7677 | 13.5364 | 15.9512 | 17.2234 | 16.792 | 14.6248 | 11.5019 | 7.7858 | 3.2087 | 0.14324 | 0 | 0 | 0 | 0 | 0 | 0
PV | 0 | 3 | 0 | 0 | 0 | 0 | 0 | 0.29519 | 3.4796 | 8.2653 | 12.6045 | 15.7546 | 17.6428 | 18.3929 | 18.0208 | 16.1944 | 13.1631 | 9.1902 | 4.6034 | 0.7409 | 0 | 0 | 0 | 0 | 0 | 0
PV | 0 | 4 | 0 | 0 | 0 | 0 | 0 | 0.83515 | 4.3983 | 9.0669 | 13.2289 | 16.2862 | 18.15 | 18.8168 | 18.2058 | 16.5841 | 13.6044 | 9.7224 | 5.0708 | 1.1232 | 0.040463 | 0 | 0 | 0 | 0 | 0
PV | 0 | 5 | 0 | 0 | 0 | 0 | 0.020906 | 0.90647 | 4.427 | 9.0932 | 13.0728 | 15.9712 | 17.7239 | 18.4247 | 17.9722 | 16.4319 | 13.7819 | 10.0431 | 5.5166 | 1.2995 | 0.1547 | 0 | 0 | 0 | 0 | 0
PV | 0 | 6 | 0 | 0 | 0 | 0 | 0.0056648 | 0.7348 | 4.2437 | 9.0855 | 13.1237 | 16.0224 | 17.7623 | 18.4437 | 18.0019 | 16.478 | 13.8504 | 10.1481 | 5.6502 | 1.379 | 0.090637 | 0 | 0 | 0 | 0 | 0
PV | 0 | 7 | 0 | 0 | 0 | 0 | 0 | 0.50417 | 4.0956 | 9.1268 | 13.3147 | 16.3041 | 18.0941 | 18.803 | 18.3369 | 16.7362 | 13.9969 | 10.0938 | 5.3621 | 1.0763 | 0.0016185 | 0 | 0 | 0 | 0 | 0
PV | 0 | 8 | 0 | 0 | 0 | 0 | 0 | 0.087804 | 3.5414 | 9.0371 | 13.6205 | 16.8383 | 18.7048 | 19.4156 | 18.8954 | 17.1837 | 14.2159 | 9.9403 | 4.677 | 0.35122 | 0 | 0 | 0 | 0 | 0 | 0
PV | 0 | 9 | 0 | 0 | 0 | 0 | 0 | 0 | 1.5813 | 6.8827 | 12.1882 | 15.6995 | 17.7737 | 18.4704 | 17.56 | 15.5514 | 12.4269 | 8.1719 | 3.025 | 0.01052 | 0 | 0 | 0 | 0 | 0 | 0
PV | 0 | 10 | 0 | 0 | 0 | 0 | 0 | 0 | 0.26759 | 3.9119 | 8.7955 | 12.5234 | 14.8314 | 15.5422 | 15.0538 | 13.4349 | 10.4671 | 6.056 | 0.92905 | 0 | 0 | 0 | 0 | 0 | 0 | 0
PV | 0 | 11 | 0 | 0 | 0 | 0 | 0 | 0 | 0.006474 | 3.8658 | 9.4068 | 13.4563 | 15.6267 | 16.321 | 15.7424 | 13.7452 | 9.9126 | 5.0514 | 0.24116 | 0 | 0 | 0 | 0 | 0 | 0 | 0
PV | 1 | 0 | 0 | 0 | 0 | 0 | 0 | 0 | 0.087097 | 4.4903 | 9.4461 | 13.62 | 16.4313 | 17.5635 | 16.9994 | 14.9555 | 10.949 | 5.6013 | 0.59516 | 0 | 0 | 0 | 0 | 0 | 0 | 0
PV | 1 | 1 | 0 | 0 | 0 | 0 | 0 | 0 | 0.83571 | 5.6904 | 10.8321 | 14.9679 | 17.6957 | 18.8882 | 18.4104 | 16.1946 | 11.9529 | 7.1025 | 1.7464 | 0 | 0 | 0 | 0 | 0 | 0 | 0
PV | 1 | 2 | 0 | 0 | 0 | 0 | 0 | 0.014516 | 2.1058 | 6.8506 | 11.6806 | 16.1874 | 19.0752 | 20.5965 | 20.0806 | 17.489 | 13.7545 | 9.3106 | 3.8371 | 0.17129 | 0 | 0 | 0 | 0 | 0 | 0
PV | 1 | 3 | 0 | 0 | 0 | 0 | 0 | 0.353 | 4.161 | 9.884 | 15.073 | 18.84 | 21.098 | 21.995 | 21.55 | 19.366 | 15.741 | 10.99 | 5.505 | 0.886 | 0 | 0 | 0 | 0 | 0 | 0
PV | 1 | 4 | 0 | 0 | 0 | 0 | 0 | 0.99871 | 5.2597 | 10.8426 | 15.8197 | 19.4758 | 21.7045 | 22.5019 | 21.7713 | 19.8319 | 16.2687 | 11.6265 | 6.0639 | 1.3432 | 0.048387 | 0 | 0 | 0 | 0 | 0
PV | 1 | 5 | 0 | 0 | 0 | 0 | 0.025 | 1.084 | 5.294 | 10.874 | 15.633 | 19.099 | 21.195 | 22.033 | 21.492 | 19.65 | 16.481 | 12.01 | 6.597 | 1.554 | 0.185 | 0 | 0 | 0 | 0 | 0
PV | 1 | 6 | 0 | 0 | 0 | 0 | 0.0067742 | 0.87871 | 5.0748 | 10.8648 | 15.6939 | 19.1603 | 21.241 | 22.0558 | 21.5274 | 19.7052 | 16.5629 | 12.1355 | 6.7568 | 1.649 | 0.10839 | 0 | 0 | 0 | 0 | 0
PV | 1 | 7 | 0 | 0 | 0 | 0 | 0 | 0.6029 | 4.8977 | 10.9142 | 15.9223 | 19.4971 | 21.6377 | 22.4855 | 21.9281 | 20.0139 | 16.7381 | 12.0706 | 6.4123 | 1.2871 | 0.0019355 | 0 | 0 | 0 | 0 | 0
PV | 1 | 8 | 0 | 0 | 0 | 0 | 0 | 0.105 | 4.235 | 10.807 | 16.288 | 20.136 | 22.368 | 23.218 | 22.596 | 20.549 | 17 | 11.887 | 5.593 | 0.42 | 0 | 0 | 0 | 0 | 0 | 0
PV | 1 | 9 | 0 | 0 | 0 | 0 | 0 | 0 | 1.891 | 8.2306 | 14.5752 | 18.7742 | 21.2545 | 22.0877 | 20.999 | 18.5971 | 14.8606 | 9.7723 | 3.6174 | 0.012581 | 0 | 0 | 0 | 0 | 0 | 0
PV | 1 | 10 | 0 | 0 | 0 | 0 | 0 | 0 | 0.32 | 4.678 | 10.518 | 14.976 | 17.736 | 18.586 | 18.002 | 16.066 | 12.517 | 7.242 | 1.111 | 0 | 0 | 0 | 0 | 0 | 0 | 0
PV | 1 | 11 | 0 | 0 | 0 | 0 | 0 | 0 | 0.0077419 | 4.6229 | 11.249 | 16.0916 | 18.6871 | 19.5174 | 18.8255 | 16.4371 | 11.8539 | 6.0406 | 0.28839 | 0 | 0 | 0 | 0 | 0 | 0 | 0
PV | 2 | 0 | 0 | 0 | 0 | 0 | 0 | 0 | 0.087097 | 4.4903 | 9.4461 | 13.62 | 16.4313 | 17.5635 | 16.9994 | 14.9555 | 10.949 | 5.6013 | 0.59516 | 0 | 0 | 0 | 0 | 0 | 0 | 0
PV | 2 | 1 | 0 | 0 | 0 | 0 | 0 | 0 | 0.83571 | 5.6904 | 10.8321 | 14.9679 | 17.6957 | 18.8882 | 18.4104 | 16.1946 | 11.9529 | 7.1025 | 1.7464 | 0 | 0 | 0 | 0 | 0 | 0 | 0
PV | 2 | 2 | 0 | 0 | 0 | 0 | 0 | 0.014516 | 2.1058 | 6.8506 | 11.6806 | 16.1874 | 19.0752 | 20.5965 | 20.0806 | 17.489 | 13.7545 | 9.3106 | 3.8371 | 0.17129 | 0 | 0 | 0 | 0 | 0 | 0
PV | 2 | 3 | 0 | 0 | 0 | 0 | 0 | 0.353 | 4.161 | 9.884 | 15.073 | 18.84 | 21.098 | 21.995 | 21.55 | 19.366 | 15.741 | 10.99 | 5.505 | 0.886 | 0 | 0 | 0 | 0 | 0 | 0
PV | 2 | 4 | 0 | 0 | 0 | 0 | 0 | 0.99871 | 5.2597 | 10.8426 | 15.8197 | 19.4758 | 21.7045 | 22.5019 | 21.7713 | 19.8319 | 16.2687 | 11.6265 | 6.0639 | 1.3432 | 0.048387 | 0 | 0 | 0 | 0 | 0
PV | 2 | 5 | 0 | 0 | 0 | 0 | 0.025 | 1.084 | 5.294 | 10.874 | 15.633 | 19.099 | 21.195 | 22.033 | 21.492 | 19.65 | 16.481 | 12.01 | 6.597 | 1.554 | 0.185 | 0 | 0 | 0 | 0 | 0
PV | 2 | 6 | 0 | 0 | 0 | 0 | 0.0067742 | 0.87871 | 5.0748 | 10.8648 | 15.6939 | 19.1603 | 21.241 | 22.0558 | 21.5274 | 19.7052 | 16.5629 | 12.1355 | 6.7568 | 1.649 | 0.10839 | 0 | 0 | 0 | 0 | 0
PV | 2 | 7 | 0 | 0 | 0 | 0 | 0 | 0.6029 | 4.8977 | 10.9142 | 15.9223 | 19.4971 | 21.6377 | 22.4855 | 21.9281 | 20.0139 | 16.7381 | 12.0706 | 6.4123 | 1.2871 | 0.0019355 | 0 | 0 | 0 | 0 | 0
PV | 2 | 8 | 0 | 0 | 0 | 0 | 0 | 0.105 | 4.235 | 10.807 | 16.288 | 20.136 | 22.368 | 23.218 | 22.596 | 20.549 | 17 | 11.887 | 5.593 | 0.42 | 0 | 0 | 0 | 0 | 0 | 0
PV | 2 | 9 | 0 | 0 | 0 | 0 | 0 | 0 | 1.891 | 8.2306 | 14.5752 | 18.7742 | 21.2545 | 22.0877 | 20.999 | 18.5971 | 14.8606 | 9.7723 | 3.6174 | 0.012581 | 0 | 0 | 0 | 0 | 0 | 0
PV | 2 | 10 | 0 | 0 | 0 | 0 | 0 | 0 | 0.32 | 4.678 | 10.518 | 14.976 | 17.736 | 18.586 | 18.002 | 16.066 | 12.517 | 7.242 | 1.111 | 0 | 0 | 0 | 0 | 0 | 0 | 0
PV | 2 | 11 | 0 | 0 | 0 | 0 | 0 | 0 | 0.0077419 | 4.6229 | 11.249 | 16.0916 | 18.6871 | 19.5174 | 18.8255 | 16.4371 | 11.8539 | 6.0406 | 0.28839 | 0 | 0 | 0 | 0 | 0 | 0 | 0
PV | 3 | 0 | 0 | 0 | 0 | 0 | 0 | 0 | 0.087097 | 4.4903 | 9.4461 | 13.62 | 16.4313 | 17.5635 | 16.9994 | 14.9555 | 10.949 | 5.6013 | 0.59516 | 0 | 0 | 0 | 0 | 0 | 0 | 0
PV | 3 | 1 | 0 | 0 | 0 | 0 | 0 | 0 | 0.83571 | 5.6904 | 10.8321 | 14.9679 | 17.6957 | 18.8882 | 18.4104 | 16.1946 | 11.9529 | 7.1025 | 1.7464 | 0 | 0 | 0 | 0 | 0 | 0 | 0
PV | 3 | 2 | 0 | 0 | 0 | 0 | 0 | 0.014516 | 2.1058 | 6.8506 | 11.6806 | 16.1874 | 19.0752 | 20.5965 | 20.0806 | 17.489 | 13.7545 | 9.3106 | 3.8371 | 0.17129 | 0 | 0 | 0 | 0 | 0 | 0
PV | 3 | 3 | 0 | 0 | 0 | 0 | 0 | 0.353 | 4.161 | 9.884 | 15.073 | 18.84 | 21.098 | 21.995 | 21.55 | 19.366 | 15.741 | 10.99 | 5.505 | 0.886 | 0 | 0 | 0 | 0 | 0 | 0
PV | 3 | 4 | 0 | 0 | 0 | 0 | 0 | 0.99871 | 5.2597 | 10.8426 | 15.8197 | 19.4758 | 21.7045 | 22.5019 | 21.7713 | 19.8319 | 16.2687 | 11.6265 | 6.0639 | 1.3432 | 0.048387 | 0 | 0 | 0 | 0 | 0
PV | 3 | 5 | 0 | 0 | 0 | 0 | 0.025 | 1.084 | 5.294 | 10.874 | 15.633 | 19.099 | 21.195 | 22.033 | 21.492 | 19.65 | 16.481 | 12.01 | 6.597 | 1.554 | 0.185 | 0 | 0 | 0 | 0 | 0
PV | 3 | 6 | 0 | 0 | 0 | 0 | 0.0067742 | 0.87871 | 5.0748 | 10.8648 | 15.6939 | 19.1603 | 21.241 | 22.0558 | 21.5274 | 19.7052 | 16.5629 | 12.1355 | 6.7568 | 1.649 | 0.10839 | 0 | 0 | 0 | 0 | 0
PV | 3 | 7 | 0 | 0 | 0 | 0 | 0 | 0.6029 | 4.8977 | 10.9142 | 15.9223 | 19.4971 | 21.6377 | 22.4855 | 21.9281 | 20.0139 | 16.7381 | 12.0706 | 6.4123 | 1.2871 | 0.0019355 | 0 | 0 | 0 | 0 | 0
PV | 3 | 8 | 0 | 0 | 0 | 0 | 0 | 0.105 | 4.235 | 10.807 | 16.288 | 20.136 | 22.368 | 23.218 | 22.596 | 20.549 | 17 | 11.887 | 5.593 | 0.42 | 0 | 0 | 0 | 0 | 0 | 0
PV | 3 | 9 | 0 | 0 | 0 | 0 | 0 | 0 | 1.891 | 8.2306 | 14.5752 | 18.7742 | 21.2545 | 22.0877 | 20.999 | 18.5971 | 14.8606 | 9.7723 | 3.6174 | 0.012581 | 0 | 0 | 0 | 0 | 0 | 0
PV | 3 | 10 | 0 | 0 | 0 | 0 | 0 | 0 | 0.32 | 4.678 | 10.518 | 14.976 | 17.736 | 18.586 | 18.002 | 16.066 | 12.517 | 7.242 | 1.111 | 0 | 0 | 0 | 0 | 0 | 0 | 0
PV | 3 | 11 | 0 | 0 | 0 | 0 | 0 | 0 | 0.0077419 | 4.6229 | 11.249 | 16.0916 | 18.6871 | 19.5174 | 18.8255 | 16.4371 | 11.8539 | 6.0406 | 0.28839 | 0 | 0 | 0 | 0 | 0 | 0 | 0
PV | 4 | 0 | 0 | 0 | 0 | 0 | 0 | 0 | 0.087097 | 4.4903 | 9.4461 | 13.62 | 16.4313 | 17.5635 | 16.9994 | 14.9555 | 10.949 | 5.6013 | 0.59516 | 0 | 0 | 0 | 0 | 0 | 0 | 0
PV | 4 | 1 | 0 | 0 | 0 | 0 | 0 | 0 | 0.83571 | 5.6904 | 10.8321 | 14.9679 | 17.6957 | 18.8882 | 18.4104 | 16.1946 | 11.9529 | 7.1025 | 1.7464 | 0 | 0 | 0 | 0 | 0 | 0 | 0
PV | 4 | 2 | 0 | 0 | 0 | 0 | 0 | 0.014516 | 2.1058 | 6.8506 | 11.6806 | 16.1874 | 19.0752 | 20.5965 | 20.0806 | 17.489 | 13.7545 | 9.3106 | 3.8371 | 0.17129 | 0 | 0 | 0 | 0 | 0 | 0
PV | 4 | 3 | 0 | 0 | 0 | 0 | 0 | 0.353 | 4.161 | 9.884 | 15.073 | 18.84 | 21.098 | 21.995 | 21.55 | 19.366 | 15.741 | 10.99 | 5.505 | 0.886 | 0 | 0 | 0 | 0 | 0 | 0
PV | 4 | 4 | 0 | 0 | 0 | 0 | 0 | 0.99871 | 5.2597 | 10.8426 | 15.8197 | 19.4758 | 21.7045 | 22.5019 | 21.7713 | 19.8319 | 16.2687 | 11.6265 | 6.0639 | 1.3432 | 0.048387 | 0 | 0 | 0 | 0 | 0
PV | 4 | 5 | 0 | 0 | 0 | 0 | 0.025 | 1.084 | 5.294 | 10.874 | 15.633 | 19.099 | 21.195 | 22.033 | 21.492 | 19.65 | 16.481 | 12.01 | 6.597 | 1.554 | 0.185 | 0 | 0 | 0 | 0 | 0
PV | 4 | 6 | 0 | 0 | 0 | 0 | 0.0067742 | 0.87871 | 5.0748 | 10.8648 | 15.6939 | 19.1603 | 21.241 | 22.0558 | 21.5274 | 19.7052 | 16.5629 | 12.1355 | 6.7568 | 1.649 | 0.10839 | 0 | 0 | 0 | 0 | 0
PV | 4 | 7 | 0 | 0 | 0 | 0 | 0 | 0.6029 | 4.8977 | 10.9142 | 15.9223 | 19.4971 | 21.6377 | 22.4855 | 21.9281 | 20.0139 | 16.7381 | 12.0706 | 6.4123 | 1.2871 | 0.0019355 | 0 | 0 | 0 | 0 | 0
PV | 4 | 8 | 0 | 0 | 0 | 0 | 0 | 0.105 | 4.235 | 10.807 | 16.288 | 20.136 | 22.368 | 23.218 | 22.596 | 20.549 | 17 | 11.887 | 5.593 | 0.42 | 0 | 0 | 0 | 0 | 0 | 0
PV | 4 | 9 | 0 | 0 | 0 | 0 | 0 | 0 | 1.891 | 8.2306 | 14.5752 | 18.7742 | 21.2545 | 22.0877 | 20.999 | 18.5971 | 14.8606 | 9.7723 | 3.6174 | 0.012581 | 0 | 0 | 0 | 0 | 0 | 0
PV | 4 | 10 | 0 | 0 | 0 | 0 | 0 | 0 | 0.32 | 4.678 | 10.518 | 14.976 | 17.736 | 18.586 | 18.002 | 16.066 | 12.517 | 7.242 | 1.111 | 0 | 0 | 0 | 0 | 0 | 0 | 0
PV | 4 | 11 | 0 | 0 | 0 | 0 | 0 | 0 | 0.0077419 | 4.6229 | 11.249 | 16.0916 | 18.6871 | 19.5174 | 18.8255 | 16.4371 | 11.8539 | 6.0406 | 0.28839 | 0 | 0 | 0 | 0 | 0 | 0 | 0
PV | 5 | 0 | 0 | 0 | 0 | 0 | 0 | 0 | 0.087097 | 4.4903 | 9.4461 | 13.62 | 16.4313 | 17.5635 | 16.9994 | 14.9555 | 10.949 | 5.6013 | 0.59516 | 0 | 0 | 0 | 0 | 0 | 0 | 0
PV | 5 | 1 | 0 | 0 | 0 | 0 | 0 | 0 | 0.83571 | 5.6904 | 10.8321 | 14.9679 | 17.6957 | 18.8882 | 18.4104 | 16.1946 | 11.9529 | 7.1025 | 1.7464 | 0 | 0 | 0 | 0 | 0 | 0 | 0
PV | 5 | 2 | 0 | 0 | 0 | 0 | 0 | 0.014516 | 2.1058 | 6.8506 | 11.6806 | 16.1874 | 19.0752 | 20.5965 | 20.0806 | 17.489 | 13.7545 | 9.3106 | 3.8371 | 0.17129 | 0 | 0 | 0 | 0 | 0 | 0
PV | 5 | 3 | 0 | 0 | 0 | 0 | 0 | 0.353 | 4.161 | 9.884 | 15.073 | 18.84 | 21.098 | 21.995 | 21.55 | 19.366 | 15.741 | 10.99 | 5.505 | 0.886 | 0 | 0 | 0 | 0 | 0 | 0
PV | 5 | 4 | 0 | 0 | 0 | 0 | 0 | 0.99871 | 5.2597 | 10.8426 | 15.8197 | 19.4758 | 21.7045 | 22.5019 | 21.7713 | 19.8319 | 16.2687 | 11.6265 | 6.0639 | 1.3432 | 0.048387 | 0 | 0 | 0 | 0 | 0
PV | 5 | 5 | 0 | 0 | 0 | 0 | 0.025 | 1.084 | 5.294 | 10.874 | 15.633 | 19.099 | 21.195 | 22.033 | 21.492 | 19.65 | 16.481 | 12.01 | 6.597 | 1.554 | 0.185 | 0 | 0 | 0 | 0 | 0
PV | 5 | 6 | 0 | 0 | 0 | 0 | 0.0067742 | 0.87871 | 5.0748 | 10.8648 | 15.6939 | 19.1603 | 21.241 | 22.0558 | 21.5274 | 19.7052 | 16.5629 | 12.1355 | 6.7568 | 1.649 | 0.10839 | 0 | 0 | 0 | 0 | 0
PV | 5 | 7 | 0 | 0 | 0 | 0 | 0 | 0.6029 | 4.8977 | 10.9142 | 15.9223 | 19.4971 | 21.6377 | 22.4855 | 21.9281 | 20.0139 | 16.7381 | 12.0706 | 6.4123 | 1.2871 | 0.0019355 | 0 | 0 | 0 | 0 | 0
PV | 5 | 8 | 0 | 0 | 0 | 0 | 0 | 0.105 | 4.235 | 10.807 | 16.288 | 20.136 | 22.368 | 23.218 | 22.596 | 20.549 | 17 | 11.887 | 5.593 | 0.42 | 0 | 0 | 0 | 0 | 0 | 0
PV | 5 | 9 | 0 | 0 | 0 | 0 | 0 | 0 | 1.891 | 8.2306 | 14.5752 | 18.7742 | 21.2545 | 22.0877 | 20.999 | 18.5971 | 14.8606 | 9.7723 | 3.6174 | 0.012581 | 0 | 0 | 0 | 0 | 0 | 0
PV | 5 | 10 | 0 | 0 | 0 | 0 | 0 | 0 | 0.32 | 4.678 | 10.518 | 14.976 | 17.736 | 18.586 | 18.002 | 16.066 | 12.517 | 7.242 | 1.111 | 0 | 0 | 0 | 0 | 0 | 0 | 0
PV | 5 | 11 | 0 | 0 | 0 | 0 | 0 | 0 | 0.0077419 | 4.6229 | 11.249 | 16.0916 | 18.6871 | 19.5174 | 18.8255 | 16.4371 | 11.8539 | 6.0406 | 0.28839 | 0 | 0 | 0 | 0 | 0 | 0 | 0
PV | 6 | 0 | 0 | 0 | 0 | 0 | 0 | 0 | 0.087097 | 4.4903 | 9.4461 | 13.62 | 16.4313 | 17.5635 | 16.9994 | 14.9555 | 10.949 | 5.6013 | 0.59516 | 0 | 0 | 0 | 0 | 0 | 0 | 0
PV | 6 | 1 | 0 | 0 | 0 | 0 | 0 | 0 | 0.83571 | 5.6904 | 10.8321 | 14.9679 | 17.6957 | 18.8882 | 18.4104 | 16.1946 | 11.9529 | 7.1025 | 1.7464 | 0 | 0 | 0 | 0 | 0 | 0 | 0
PV | 6 | 2 | 0 | 0 | 0 | 0 | 0 | 0.014516 | 2.1058 | 6.8506 | 11.6806 | 16.1874 | 19.0752 | 20.5965 | 20.0806 | 17.489 | 13.7545 | 9.3106 | 3.8371 | 0.17129 | 0 | 0 | 0 | 0 | 0 | 0
PV | 6 | 3 | 0 | 0 | 0 | 0 | 0 | 0.353 | 4.161 | 9.884 | 15.073 | 18.84 | 21.098 | 21.995 | 21.55 | 19.366 | 15.741 | 10.99 | 5.505 | 0.886 | 0 | 0 | 0 | 0 | 0 | 0
PV | 6 | 4 | 0 | 0 | 0 | 0 | 0 | 0.99871 | 5.2597 | 10.8426 | 15.8197 | 19.4758 | 21.7045 | 22.5019 | 21.7713 | 19.8319 | 16.2687 | 11.6265 | 6.0639 | 1.3432 | 0.048387 | 0 | 0 | 0 | 0 | 0
PV | 6 | 5 | 0 | 0 | 0 | 0 | 0.025 | 1.084 | 5.294 | 10.874 | 15.633 | 19.099 | 21.195 | 22.033 | 21.492 | 19.65 | 16.481 | 12.01 | 6.597 | 1.554 | 0.185 | 0 | 0 | 0 | 0 | 0
PV | 6 | 6 | 0 | 0 | 0 | 0 | 0.0067742 | 0.87871 | 5.0748 | 10.8648 | 15.6939 | 19.1603 | 21.241 | 22.0558 | 21.5274 | 19.7052 | 16.5629 | 12.1355 | 6.7568 | 1.649 | 0.10839 | 0 | 0 | 0 | 0 | 0
PV | 6 | 7 | 0 | 0 | 0 | 0 | 0 | 0.6029 | 4.8977 | 10.9142 | 15.9223 | 19.4971 | 21.6377 | 22.4855 | 21.9281 | 20.0139 | 16.7381 | 12.0706 | 6.4123 | 1.2871 | 0.0019355 | 0 | 0 | 0 | 0 | 0
PV | 6 | 8 | 0 | 0 | 0 | 0 | 0 | 0.105 | 4.235 | 10.807 | 16.288 | 20.136 | 22.368 | 23.218 | 22.596 | 20.549 | 17 | 11.887 | 5.593 | 0.42 | 0 | 0 | 0 | 0 | 0 | 0
PV | 6 | 9 | 0 | 0 | 0 | 0 | 0 | 0 | 1.891 | 8.2306 | 14.5752 | 18.7742 | 21.2545 | 22.0877 | 20.999 | 18.5971 | 14.8606 | 9.7723 | 3.6174 | 0.012581 | 0 | 0 | 0 | 0 | 0 | 0
PV | 6 | 10 | 0 | 0 | 0 | 0 | 0 | 0 | 0.32 | 4.678 | 10.518 | 14.976 | 17.736 | 18.586 | 18.002 | 16.066 | 12.517 | 7.242 | 1.111 | 0 | 0 | 0 | 0 | 0 | 0 | 0
PV | 6 | 11 | 0 | 0 | 0 | 0 | 0 | 0 | 0.0077419 | 4.6229 | 11.249 | 16.0916 | 18.6871 | 19.5174 | 18.8255 | 16.4371 | 11.8539 | 6.0406 | 0.28839 | 0 | 0 | 0 | 0 | 0 | 0 | 0
PV | 7 | 0 | 0 | 0 | 0 | 0 | 0 | 0 | 0.087097 | 4.4903 | 9.4461 | 13.62 | 16.4313 | 17.5635 | 16.9994 | 14.9555 | 10.949 | 5.6013 | 0.59516 | 0 | 0 | 0 | 0 | 0 | 0 | 0
PV | 7 | 1 | 0 | 0 | 0 | 0 | 0 | 0 | 0.83571 | 5.6904 | 10.8321 | 14.9679 | 17.6957 | 18.8882 | 18.4104 | 16.1946 | 11.9529 | 7.1025 | 1.7464 | 0 | 0 | 0 | 0 | 0 | 0 | 0
PV | 7 | 2 | 0 | 0 | 0 | 0 | 0 | 0.014516 | 2.1058 | 6.8506 | 11.6806 | 16.1874 | 19.0752 | 20.5965 | 20.0806 | 17.489 | 13.7545 | 9.3106 | 3.8371 | 0.17129 | 0 | 0 | 0 | 0 | 0 | 0
PV | 7 | 3 | 0 | 0 | 0 | 0 | 0 | 0.353 | 4.161 | 9.884 | 15.073 | 18.84 | 21.098 | 21.995 | 21.55 | 19.366 | 15.741 | 10.99 | 5.505 | 0.886 | 0 | 0 | 0 | 0 | 0 | 0
PV | 7 | 4 | 0 | 0 | 0 | 0 | 0 | 0.99871 | 5.2597 | 10.8426 | 15.8197 | 19.4758 | 21.7045 | 22.5019 | 21.7713 | 19.8319 | 16.2687 | 11.6265 | 6.0639 | 1.3432 | 0.048387 | 0 | 0 | 0 | 0 | 0
PV | 7 | 5 | 0 | 0 | 0 | 0 | 0.025 | 1.084 | 5.294 | 10.874 | 15.633 | 19.099 | 21.195 | 22.033 | 21.492 | 19.65 | 16.481 | 12.01 | 6.597 | 1.554 | 0.185 | 0 | 0 | 0 | 0 | 0
PV | 7 | 6 | 0 | 0 | 0 | 0 | 0.0067742 | 0.87871 | 5.0748 | 10.8648 | 15.6939 | 19.1603 | 21.241 | 22.0558 | 21.5274 | 19.7052 | 16.5629 | 12.1355 | 6.7568 | 1.649 | 0.10839 | 0 | 0 | 0 | 0 | 0
PV | 7 | 7 | 0 | 0 | 0 | 0 | 0 | 0.6029 | 4.8977 | 10.9142 | 15.9223 | 19.4971 | 21.6377 | 22.4855 | 21.9281 | 20.0139 | 16.7381 | 12.0706 | 6.4123 | 1.2871 | 0.0019355 | 0 | 0 | 0 | 0 | 0
PV | 7 | 8 | 0 | 0 | 0 | 0 | 0 | 0.105 | 4.235 | 10.807 | 16.288 | 20.136 | 22.368 | 23.218 | 22.596 | 20.549 | 17 | 11.887 | 5.593 | 0.42 | 0 | 0 | 0 | 0 | 0 | 0
PV | 7 | 9 | 0 | 0 | 0 | 0 | 0 | 0 | 1.891 | 8.2306 | 14.5752 | 18.7742 | 21.2545 | 22.0877 | 20.999 | 18.5971 | 14.8606 | 9.7723 | 3.6174 | 0.012581 | 0 | 0 | 0 | 0 | 0 | 0
PV | 7 | 10 | 0 | 0 | 0 | 0 | 0 | 0 | 0.32 | 4.678 | 10.518 | 14.976 | 17.736 | 18.586 | 18.002 | 16.066 | 12.517 | 7.242 | 1.111 | 0 | 0 | 0 | 0 | 0 | 0 | 0
PV | 7 | 11 | 0 | 0 | 0 | 0 | 0 | 0 | 0.0077419 | 4.6229 | 11.249 | 16.0916 | 18.6871 | 19.5174 | 18.8255 | 16.4371 | 11.8539 | 6.0406 | 0.28839 | 0 | 0 | 0 | 0 | 0 | 0 | 0
PV | 8 | 0 | 0 | 0 | 0 | 0 | 0 | 0 | 0.087097 | 4.4903 | 9.4461 | 13.62 | 16.4313 | 17.5635 | 16.9994 | 14.9555 | 10.949 | 5.6013 | 0.59516 | 0 | 0 | 0 | 0 | 0 | 0 | 0
PV | 8 | 1 | 0 | 0 | 0 | 0 | 0 | 0 | 0.83571 | 5.6904 | 10.8321 | 14.9679 | 17.6957 | 18.8882 | 18.4104 | 16.1946 | 11.9529 | 7.1025 | 1.7464 | 0 | 0 | 0 | 0 | 0 | 0 | 0
PV | 8 | 2 | 0 | 0 | 0 | 0 | 0 | 0.014516 | 2.1058 | 6.8506 | 11.6806 | 16.1874 | 19.0752 | 20.5965 | 20.0806 | 17.489 | 13.7545 | 9.3106 | 3.8371 | 0.17129 | 0 | 0 | 0 | 0 | 0 | 0
PV | 8 | 3 | 0 | 0 | 0 | 0 | 0 | 0.353 | 4.161 | 9.884 | 15.073 | 18.84 | 21.098 | 21.995 | 21.55 | 19.366 | 15.741 | 10.99 | 5.505 | 0.886 | 0 | 0 | 0 | 0 | 0 | 0
PV | 8 | 4 | 0 | 0 | 0 | 0 | 0 | 0.99871 | 5.2597 | 10.8426 | 15.8197 | 19.4758 | 21.7045 | 22.5019 | 21.7713 | 19.8319 | 16.2687 | 11.6265 | 6.0639 | 1.3432 | 0.048387 | 0 | 0 | 0 | 0 | 0
PV | 8 | 5 | 0 | 0 | 0 | 0 | 0.025 | 1.084 | 5.294 | 10.874 | 15.633 | 19.099 | 21.195 | 22.033 | 21.492 | 19.65 | 16.481 | 12.01 | 6.597 | 1.554 | 0.185 | 0 | 0 | 0 | 0 | 0
PV | 8 | 6 | 0 | 0 | 0 | 0 | 0.0067742 | 0.87871 | 5.0748 | 10.8648 | 15.6939 | 19.1603 | 21.241 | 22.0558 | 21.5274 | 19.7052 | 16.5629 | 12.1355 | 6.7568 | 1.649 | 0.10839 | 0 | 0 | 0 | 0 | 0
PV | 8 | 7 | 0 | 0 | 0 | 0 | 0 | 0.6029 | 4.8977 | 10.9142 | 15.9223 | 19.4971 | 21.6377 | 22.4855 | 21.9281 | 20.0139 | 16.7381 | 12.0706 | 6.4123 | 1.2871 | 0.0019355 | 0 | 0 | 0 | 0 | 0
PV | 8 | 8 | 0 | 0 | 0 | 0 | 0 | 0.105 | 4.235 | 10.807 | 16.288 | 20.136 | 22.368 | 23.218 | 22.596 | 20.549 | 17 | 11.887 | 5.593 | 0.42 | 0 | 0 | 0 | 0 | 0 | 0
PV | 8 | 9 | 0 | 0 | 0 | 0 | 0 | 0 | 1.891 | 8.2306 | 14.5752 | 18.7742 | 21.2545 | 22.0877 | 20.999 | 18.5971 | 14.8606 | 9.7723 | 3.6174 | 0.012581 | 0 | 0 | 0 | 0 | 0 | 0
PV | 8 | 10 | 0 | 0 | 0 | 0 | 0 | 0 | 0.32 | 4.678 | 10.518 | 14.976 | 17.736 | 18.586 | 18.002 | 16.066 | 12.517 | 7.242 | 1.111 | 0 | 0 | 0 | 0 | 0 | 0 | 0
PV | 8 | 11 | 0 | 0 | 0 | 0 | 0 | 0 | 0.0077419 | 4.6229 | 11.249 | 16.0916 | 18.6871 | 19.5174 | 18.8255 | 16.4371 | 11.8539 | 6.0406 | 0.28839 | 0 | 0 | 0 | 0 | 0 | 0 | 0
PV | 9 | 0 | 0 | 0 | 0 | 0 | 0 | 0 | 0.087097 | 4.4903 | 9.4461 | 13.62 | 16.4313 | 17.5635 | 16.9994 | 14.9555 | 10.949 | 5.6013 | 0.59516 | 0 | 0 | 0 | 0 | 0 | 0 | 0
PV | 9 | 1 | 0 | 0 | 0 | 0 | 0 | 0 | 0.83571 | 5.6904 | 10.8321 | 14.9679 | 17.6957 | 18.8882 | 18.4104 | 16.1946 | 11.9529 | 7.1025 | 1.7464 | 0 | 0 | 0 | 0 | 0 | 0 | 0
PV | 9 | 2 | 0 | 0 | 0 | 0 | 0 | 0.014516 | 2.1058 | 6.8506 | 11.6806 | 16.1874 | 19.0752 | 20.5965 | 20.0806 | 17.489 | 13.7545 | 9.3106 | 3.8371 | 0.17129 | 0 | 0 | 0 | 0 | 0 | 0
PV | 9 | 3 | 0 | 0 | 0 | 0 | 0 | 0.353 | 4.161 | 9.884 | 15.073 | 18.84 | 21.098 | 21.995 | 21.55 | 19.366 | 15.741 | 10.99 | 5.505 | 0.886 | 0 | 0 | 0 | 0 | 0 | 0
PV | 9 | 4 | 0 | 0 | 0 | 0 | 0 | 0.99871 | 5.2597 | 10.8426 | 15.8197 | 19.4758 | 21.7045 | 22.5019 | 21.7713 | 19.8319 | 16.2687 | 11.6265 | 6.0639 | 1.3432 | 0.048387 | 0 | 0 | 0 | 0 | 0
PV | 9 | 5 | 0 | 0 | 0 | 0 | 0.025 | 1.084 | 5.294 | 10.874 | 15.633 | 19.099 | 21.195 | 22.033 | 21.492 | 19.65 | 16.481 | 12.01 | 6.597 | 1.554 | 0.185 | 0 | 0 | 0 | 0 | 0
PV | 9 | 6 | 0 | 0 | 0 | 0 | 0.0067742 | 0.87871 | 5.0748 | 10.8648 | 15.6939 | 19.1603 | 21.241 | 22.0558 | 21.5274 | 19.7052 | 16.5629 | 12.1355 | 6.7568 | 1.649 | 0.10839 | 0 | 0 | 0 | 0 | 0
PV | 9 | 7 | 0 | 0 | 0 | 0 | 0 | 0.6029 | 4.8977 | 10.9142 | 15.9223 | 19.4971 | 21.6377 | 22.4855 | 21.9281 | 20.0139 | 16.7381 | 12.0706 | 6.4123 | 1.2871 | 0.0019355 | 0 | 0 | 0 | 0 | 0
PV | 9 | 8 | 0 | 0 | 0 | 0 | 0 | 0.105 | 4.235 | 10.807 | 16.288 | 20.136 | 22.368 | 23.218 | 22.596 | 20.549 | 17 | 11.887 | 5.593 | 0.42 | 0 | 0 | 0 | 0 | 0 | 0
PV | 9 | 9 | 0 | 0 | 0 | 0 | 0 | 0 | 1.891 | 8.2306 | 14.5752 | 18.7742 | 21.2545 | 22.0877 | 20.999 | 18.5971 | 14.8606 | 9.7723 | 3.6174 | 0.012581 | 0 | 0 | 0 | 0 | 0 | 0
PV | 9 | 10 | 0 | 0 | 0 | 0 | 0 | 0 | 0.32 | 4.678 | 10.518 | 14.976 | 17.736 | 18.586 | 18.002 | 16.066 | 12.517 | 7.242 | 1.111 | 0 | 0 | 0 | 0 | 0 | 0 | 0
PV | 9 | 11 | 0 | 0 | 0 | 0 | 0 | 0 | 0.0077419 | 4.6229 | 11.249 | 16.0916 | 18.6871 | 19.5174 | 18.8255 | 16.4371 | 11.8539 | 6.0406 | 0.28839 | 0 | 0 | 0 | 0 | 0 | 0 | 0
PV | 10 | 0 | 0 | 0 | 0 | 0 | 0 | 0 | 0.087097 | 4.4903 | 9.4461 | 13.62 | 16.4313 | 17.5635 | 16.9994 | 14.9555 | 10.949 | 5.6013 | 0.59516 | 0 | 0 | 0 | 0 | 0 | 0 | 0
PV | 10 | 1 | 0 | 0 | 0 | 0 | 0 | 0 | 0.83571 | 5.6904 | 10.8321 | 14.9679 | 17.6957 | 18.8882 | 18.4104 | 16.1946 | 11.9529 | 7.1025 | 1.7464 | 0 | 0 | 0 | 0 | 0 | 0 | 0
PV | 10 | 2 | 0 | 0 | 0 | 0 | 0 | 0.014516 | 2.1058 | 6.8506 | 11.6806 | 16.1874 | 19.0752 | 20.5965 | 20.0806 | 17.489 | 13.7545 | 9.3106 | 3.8371 | 0.17129 | 0 | 0 | 0 | 0 | 0 | 0
PV | 10 | 3 | 0 | 0 | 0 | 0 | 0 | 0.353 | 4.161 | 9.884 | 15.073 | 18.84 | 21.098 | 21.995 | 21.55 | 19.366 | 15.741 | 10.99 | 5.505 | 0.886 | 0 | 0 | 0 | 0 | 0 | 0
PV | 10 | 4 | 0 | 0 | 0 | 0 | 0 | 0.99871 | 5.2597 | 10.8426 | 15.8197 | 19.4758 | 21.7045 | 22.5019 | 21.7713 | 19.8319 | 16.2687 | 11.6265 | 6.0639 | 1.3432 | 0.048387 | 0 | 0 | 0 | 0 | 0
PV | 10 | 5 | 0 | 0 | 0 | 0 | 0.025 | 1.084 | 5.294 | 10.874 | 15.633 | 19.099 | 21.195 | 22.033 | 21.492 | 19.65 | 16.481 | 12.01 | 6.597 | 1.554 | 0.185 | 0 | 0 | 0 | 0 | 0
PV | 10 | 6 | 0 | 0 | 0 | 0 | 0.0067742 | 0.87871 | 5.0748 | 10.8648 | 15.6939 | 19.1603 | 21.241 | 22.0558 | 21.5274 | 19.7052 | 16.5629 | 12.1355 | 6.7568 | 1.649 | 0.10839 | 0 | 0 | 0 | 0 | 0
PV | 10 | 7 | 0 | 0 | 0 | 0 | 0 | 0.6029 | 4.8977 | 10.9142 | 15.9223 | 19.4971 | 21.6377 | 22.4855 | 21.9281 | 20.0139 | 16.7381 | 12.0706 | 6.4123 | 1.2871 | 0.0019355 | 0 | 0 | 0 | 0 | 0
PV | 10 | 8 | 0 | 0 | 0 | 0 | 0 | 0.105 | 4.235 | 10.807 | 16.288 | 20.136 | 22.368 | 23.218 | 22.596 | 20.549 | 17 | 11.887 | 5.593 | 0.42 | 0 | 0 | 0 | 0 | 0 | 0
PV | 10 | 9 | 0 | 0 | 0 | 0 | 0 | 0 | 1.891 | 8.2306 | 14.5752 | 18.7742 | 21.2545 | 22.0877 | 20.999 | 18.5971 | 14.8606 | 9.7723 | 3.6174 | 0.012581 | 0 | 0 | 0 | 0 | 0 | 0
PV | 10 | 10 | 0 | 0 | 0 | 0 | 0 | 0 | 0.32 | 4.678 | 10.518 | 14.976 | 17.736 | 18.586 | 18.002 | 16.066 | 12.517 | 7.242 | 1.111 | 0 | 0 | 0 | 0 | 0 | 0 | 0
PV | 10 | 11 | 0 | 0 | 0 | 0 | 0 | 0 | 0.0077419 | 4.6229 | 11.249 | 16.0916 | 18.6871 | 19.5174 | 18.8255 | 16.4371 | 11.8539 | 6.0406 | 0.28839 | 0 | 0 | 0 | 0 | 0 | 0 | 0
PV | 11 | 0 | 0 | 0 | 0 | 0 | 0 | 0 | 0.087097 | 4.4903 | 9.4461 | 13.62 | 16.4313 | 17.5635 | 16.9994 | 14.9555 | 10.949 | 5.6013 | 0.59516 | 0 | 0 | 0 | 0 | 0 | 0 | 0
PV | 11 | 1 | 0 | 0 | 0 | 0 | 0 | 0 | 0.83571 | 5.6904 | 10.8321 | 14.9679 | 17.6957 | 18.8882 | 18.4104 | 16.1946 | 11.9529 | 7.1025 | 1.7464 | 0 | 0 | 0 | 0 | 0 | 0 | 0
PV | 11 | 2 | 0 | 0 | 0 | 0 | 0 | 0.014516 | 2.1058 | 6.8506 | 11.6806 | 16.1874 | 19.0752 | 20.5965 | 20.0806 | 17.489 | 13.7545 | 9.3106 | 3.8371 | 0.17129 | 0 | 0 | 0 | 0 | 0 | 0
PV | 11 | 3 | 0 | 0 | 0 | 0 | 0 | 0.353 | 4.161 | 9.884 | 15.073 | 18.84 | 21.098 | 21.995 | 21.55 | 19.366 | 15.741 | 10.99 | 5.505 | 0.886 | 0 | 0 | 0 | 0 | 0 | 0
PV | 11 | 4 | 0 | 0 | 0 | 0 | 0 | 0.99871 | 5.2597 | 10.8426 | 15.8197 | 19.4758 | 21.7045 | 22.5019 | 21.7713 | 19.8319 | 16.2687 | 11.6265 | 6.0639 | 1.3432 | 0.048387 | 0 | 0 | 0 | 0 | 0
PV | 11 | 5 | 0 | 0 | 0 | 0 | 0.025 | 1.084 | 5.294 | 10.874 | 15.633 | 19.099 | 21.195 | 22.033 | 21.492 | 19.65 | 16.481 | 12.01 | 6.597 | 1.554 | 0.185 | 0 | 0 | 0 | 0 | 0
PV | 11 | 6 | 0 | 0 | 0 | 0 | 0.0067742 | 0.87871 | 5.0748 | 10.8648 | 15.6939 | 19.1603 | 21.241 | 22.0558 | 21.5274 | 19.7052 | 16.5629 | 12.1355 | 6.7568 | 1.649 | 0.10839 | 0 | 0 | 0 | 0 | 0
PV | 11 | 7 | 0 | 0 | 0 | 0 | 0 | 0.6029 | 4.8977 | 10.9142 | 15.9223 | 19.4971 | 21.6377 | 22.4855 | 21.9281 | 20.0139 | 16.7381 | 12.0706 | 6.4123 | 1.2871 | 0.0019355 | 0 | 0 | 0 | 0 | 0
PV | 11 | 8 | 0 | 0 | 0 | 0 | 0 | 0.105 | 4.235 | 10.807 | 16.288 | 20.136 | 22.368 | 23.218 | 22.596 | 20.549 | 17 | 11.887 | 5.593 | 0.42 | 0 | 0 | 0 | 0 | 0 | 0
PV | 11 | 9 | 0 | 0 | 0 | 0 | 0 | 0 | 1.891 | 8.2306 | 14.5752 | 18.7742 | 21.2545 | 22.0877 | 20.999 | 18.5971 | 14.8606 | 9.7723 | 3.6174 | 0.012581 | 0 | 0 | 0 | 0 | 0 | 0
PV | 11 | 10 | 0 | 0 | 0 | 0 | 0 | 0 | 0.32 | 4.678 | 10.518 | 14.976 | 17.736 | 18.586 | 18.002 | 16.066 | 12.517 | 7.242 | 1.111 | 0 | 0 | 0 | 0 | 0 | 0 | 0
PV | 11 | 11 | 0 | 0 | 0 | 0 | 0 | 0 | 0.0077419 | 4.6229 | 11.249 | 16.0916 | 18.6871 | 19.5174 | 18.8255 | 16.4371 | 11.8539 | 6.0406 | 0.28839 | 0 | 0 | 0 | 0 | 0 | 0 | 0
PV | 12 | 0 | 0 | 0 | 0 | 0 | 0 | 0 | 0.087097 | 4.4903 | 9.4461 | 13.62 | 16.4313 | 17.5635 | 16.9994 | 14.9555 | 10.949 | 5.6013 | 0.59516 | 0 | 0 | 0 | 0 | 0 | 0 | 0
PV | 12 | 1 | 0 | 0 | 0 | 0 | 0 | 0 | 0.83571 | 5.6904 | 10.8321 | 14.9679 | 17.6957 | 18.8882 | 18.4104 | 16.1946 | 11.9529 | 7.1025 | 1.7464 | 0 | 0 | 0 | 0 | 0 | 0 | 0
PV | 12 | 2 | 0 | 0 | 0 | 0 | 0 | 0.014516 | 2.1058 | 6.8506 | 11.6806 | 16.1874 | 19.0752 | 20.5965 | 20.0806 | 17.489 | 13.7545 | 9.3106 | 3.8371 | 0.17129 | 0 | 0 | 0 | 0 | 0 | 0
PV | 12 | 3 | 0 | 0 | 0 | 0 | 0 | 0.353 | 4.161 | 9.884 | 15.073 | 18.84 | 21.098 | 21.995 | 21.55 | 19.366 | 15.741 | 10.99 | 5.505 | 0.886 | 0 | 0 | 0 | 0 | 0 | 0
PV | 12 | 4 | 0 | 0 | 0 | 0 | 0 | 0.99871 | 5.2597 | 10.8426 | 15.8197 | 19.4758 | 21.7045 | 22.5019 | 21.7713 | 19.8319 | 16.2687 | 11.6265 | 6.0639 | 1.3432 | 0.048387 | 0 | 0 | 0 | 0 | 0
PV | 12 | 5 | 0 | 0 | 0 | 0 | 0.025 | 1.084 | 5.294 | 10.874 | 15.633 | 19.099 | 21.195 | 22.033 | 21.492 | 19.65 | 16.481 | 12.01 | 6.597 | 1.554 | 0.185 | 0 | 0 | 0 | 0 | 0
PV | 12 | 6 | 0 | 0 | 0 | 0 | 0.0067742 | 0.87871 | 5.0748 | 10.8648 | 15.6939 | 19.1603 | 21.241 | 22.0558 | 21.5274 | 19.7052 | 16.5629 | 12.1355 | 6.7568 | 1.649 | 0.10839 | 0 | 0 | 0 | 0 | 0
PV | 12 | 7 | 0 | 0 | 0 | 0 | 0 | 0.6029 | 4.8977 | 10.9142 | 15.9223 | 19.4971 | 21.6377 | 22.4855 | 21.9281 | 20.0139 | 16.7381 | 12.0706 | 6.4123 | 1.2871 | 0.0019355 | 0 | 0 | 0 | 0 | 0
PV | 12 | 8 | 0 | 0 | 0 | 0 | 0 | 0.105 | 4.235 | 10.807 | 16.288 | 20.136 | 22.368 | 23.218 | 22.596 | 20.549 | 17 | 11.887 | 5.593 | 0.42 | 0 | 0 | 0 | 0 | 0 | 0
PV | 12 | 9 | 0 | 0 | 0 | 0 | 0 | 0 | 1.891 | 8.2306 | 14.5752 | 18.7742 | 21.2545 | 22.0877 | 20.999 | 18.5971 | 14.8606 | 9.7723 | 3.6174 | 0.012581 | 0 | 0 | 0 | 0 | 0 | 0
PV | 12 | 10 | 0 | 0 | 0 | 0 | 0 | 0 | 0.32 | 4.678 | 10.518 | 14.976 | 17.736 | 18.586 | 18.002 | 16.066 | 12.517 | 7.242 | 1.111 | 0 | 0 | 0 | 0 | 0 | 0 | 0
PV | 12 | 11 | 0 | 0 | 0 | 0 | 0 | 0 | 0.0077419 | 4.6229 | 11.249 | 16.0916 | 18.6871 | 19.5174 | 18.8255 | 16.4371 | 11.8539 | 6.0406 | 0.28839 | 0 | 0 | 0 | 0 | 0 | 0 | 0
PV | 13 | 0 | 0 | 0 | 0 | 0 | 0 | 0 | 0.087097 | 4.4903 | 9.4461 | 13.62 | 16.4313 | 17.5635 | 16.9994 | 14.9555 | 10.949 | 5.6013 | 0.59516 | 0 | 0 | 0 | 0 | 0 | 0 | 0
PV | 13 | 1 | 0 | 0 | 0 | 0 | 0 | 0 | 0.83571 | 5.6904 | 10.8321 | 14.9679 | 17.6957 | 18.8882 | 18.4104 | 16.1946 | 11.9529 | 7.1025 | 1.7464 | 0 | 0 | 0 | 0 | 0 | 0 | 0
PV | 13 | 2 | 0 | 0 | 0 | 0 | 0 | 0.014516 | 2.1058 | 6.8506 | 11.6806 | 16.1874 | 19.0752 | 20.5965 | 20.0806 | 17.489 | 13.7545 | 9.3106 | 3.8371 | 0.17129 | 0 | 0 | 0 | 0 | 0 | 0
PV | 13 | 3 | 0 | 0 | 0 | 0 | 0 | 0.353 | 4.161 | 9.884 | 15.073 | 18.84 | 21.098 | 21.995 | 21.55 | 19.366 | 15.741 | 10.99 | 5.505 | 0.886 | 0 | 0 | 0 | 0 | 0 | 0
PV | 13 | 4 | 0 | 0 | 0 | 0 | 0 | 0.99871 | 5.2597 | 10.8426 | 15.8197 | 19.4758 | 21.7045 | 22.5019 | 21.7713 | 19.8319 | 16.2687 | 11.6265 | 6.0639 | 1.3432 | 0.048387 | 0 | 0 | 0 | 0 | 0
PV | 13 | 5 | 0 | 0 | 0 | 0 | 0.025 | 1.084 | 5.294 | 10.874 | 15.633 | 19.099 | 21.195 | 22.033 | 21.492 | 19.65 | 16.481 | 12.01 | 6.597 | 1.554 | 0.185 | 0 | 0 | 0 | 0 | 0
PV | 13 | 6 | 0 | 0 | 0 | 0 | 0.0067742 | 0.87871 | 5.0748 | 10.8648 | 15.6939 | 19.1603 | 21.241 | 22.0558 | 21.5274 | 19.7052 | 16.5629 | 12.1355 | 6.7568 | 1.649 | 0.10839 | 0 | 0 | 0 | 0 | 0
PV | 13 | 7 | 0 | 0 | 0 | 0 | 0 | 0.6029 | 4.8977 | 10.9142 | 15.9223 | 19.4971 | 21.6377 | 22.4855 | 21.9281 | 20.0139 | 16.7381 | 12.0706 | 6.4123 | 1.2871 | 0.0019355 | 0 | 0 | 0 | 0 | 0
PV | 13 | 8 | 0 | 0 | 0 | 0 | 0 | 0.105 | 4.235 | 10.807 | 16.288 | 20.136 | 22.368 | 23.218 | 22.596 | 20.549 | 17 | 11.887 | 5.593 | 0.42 | 0 | 0 | 0 | 0 | 0 | 0
PV | 13 | 9 | 0 | 0 | 0 | 0 | 0 | 0 | 1.891 | 8.2306 | 14.5752 | 18.7742 | 21.2545 | 22.0877 | 20.999 | 18.5971 | 14.8606 | 9.7723 | 3.6174 | 0.012581 | 0 | 0 | 0 | 0 | 0 | 0
PV | 13 | 10 | 0 | 0 | 0 | 0 | 0 | 0 | 0.32 | 4.678 | 10.518 | 14.976 | 17.736 | 18.586 | 18.002 | 16.066 | 12.517 | 7.242 | 1.111 | 0 | 0 | 0 | 0 | 0 | 0 | 0
PV | 13 | 11 | 0 | 0 | 0 | 0 | 0 | 0 | 0.0077419 | 4.6229 | 11.249 | 16.0916 | 18.6871 | 19.5174 | 18.8255 | 16.4371 | 11.8539 | 6.0406 | 0.28839 | 0 | 0 | 0 | 0 | 0 | 0 | 0
PV | 14 | 0 | 0 | 0 | 0 | 0 | 0 | 0 | 0.087097 | 4.4903 | 9.4461 | 13.62 | 16.4313 | 17.5635 | 16.9994 | 14.9555 | 10.949 | 5.6013 | 0.59516 | 0 | 0 | 0 | 0 | 0 | 0 | 0
PV | 14 | 1 | 0 | 0 | 0 | 0 | 0 | 0 | 0.83571 | 5.6904 | 10.8321 | 14.9679 | 17.6957 | 18.8882 | 18.4104 | 16.1946 | 11.9529 | 7.1025 | 1.7464 | 0 | 0 | 0 | 0 | 0 | 0 | 0
PV | 14 | 2 | 0 | 0 | 0 | 0 | 0 | 0.014516 | 2.1058 | 6.8506 | 11.6806 | 16.1874 | 19.0752 | 20.5965 | 20.0806 | 17.489 | 13.7545 | 9.3106 | 3.8371 | 0.17129 | 0 | 0 | 0 | 0 | 0 | 0
PV | 14 | 3 | 0 | 0 | 0 | 0 | 0 | 0.353 | 4.161 | 9.884 | 15.073 | 18.84 | 21.098 | 21.995 | 21.55 | 19.366 | 15.741 | 10.99 | 5.505 | 0.886 | 0 | 0 | 0 | 0 | 0 | 0
PV | 14 | 4 | 0 | 0 | 0 | 0 | 0 | 0.99871 | 5.2597 | 10.8426 | 15.8197 | 19.4758 | 21.7045 | 22.5019 | 21.7713 | 19.8319 | 16.2687 | 11.6265 | 6.0639 | 1.3432 | 0.048387 | 0 | 0 | 0 | 0 | 0
PV | 14 | 5 | 0 | 0 | 0 | 0 | 0.025 | 1.084 | 5.294 | 10.874 | 15.633 | 19.099 | 21.195 | 22.033 | 21.492 | 19.65 | 16.481 | 12.01 | 6.597 | 1.554 | 0.185 | 0 | 0 | 0 | 0 | 0
PV | 14 | 6 | 0 | 0 | 0 | 0 | 0.0067742 | 0.87871 | 5.0748 | 10.8648 | 15.6939 | 19.1603 | 21.241 | 22.0558 | 21.5274 | 19.7052 | 16.5629 | 12.1355 | 6.7568 | 1.649 | 0.10839 | 0 | 0 | 0 | 0 | 0
PV | 14 | 7 | 0 | 0 | 0 | 0 | 0 | 0.6029 | 4.8977 | 10.9142 | 15.9223 | 19.4971 | 21.6377 | 22.4855 | 21.9281 | 20.0139 | 16.7381 | 12.0706 | 6.4123 | 1.2871 | 0.0019355 | 0 | 0 | 0 | 0 | 0
PV | 14 | 8 | 0 | 0 | 0 | 0 | 0 | 0.105 | 4.235 | 10.807 | 16.288 | 20.136 | 22.368 | 23.218 | 22.596 | 20.549 | 17 | 11.887 | 5.593 | 0.42 | 0 | 0 | 0 | 0 | 0 | 0
PV | 14 | 9 | 0 | 0 | 0 | 0 | 0 | 0 | 1.891 | 8.2306 | 14.5752 | 18.7742 | 21.2545 | 22.0877 | 20.999 | 18.5971 | 14.8606 | 9.7723 | 3.6174 | 0.012581 | 0 | 0 | 0 | 0 | 0 | 0
PV | 14 | 10 | 0 | 0 | 0 | 0 | 0 | 0 | 0.32 | 4.678 | 10.518 | 14.976 | 17.736 | 18.586 | 18.002 | 16.066 | 12.517 | 7.242 | 1.111 | 0 | 0 | 0 | 0 | 0 | 0 | 0
PV | 14 | 11 | 0 | 0 | 0 | 0 | 0 | 0 | 0.0077419 | 4.6229 | 11.249 | 16.0916 | 18.6871 | 19.5174 | 18.8255 | 16.4371 | 11.8539 | 6.0406 | 0.28839 | 0 | 0 | 0 | 0 | 0 | 0 | 0
PV | 15 | 0 | 0 | 0 | 0 | 0 | 0 | 0 | 0.087097 | 4.4903 | 9.4461 | 13.62 | 16.4313 | 17.5635 | 16.9994 | 14.9555 | 10.949 | 5.6013 | 0.59516 | 0 | 0 | 0 | 0 | 0 | 0 | 0
PV | 15 | 1 | 0 | 0 | 0 | 0 | 0 | 0 | 0.83571 | 5.6904 | 10.8321 | 14.9679 | 17.6957 | 18.8882 | 18.4104 | 16.1946 | 11.9529 | 7.1025 | 1.7464 | 0 | 0 | 0 | 0 | 0 | 0 | 0
PV | 15 | 2 | 0 | 0 | 0 | 0 | 0 | 0.014516 | 2.1058 | 6.8506 | 11.6806 | 16.1874 | 19.0752 | 20.5965 | 20.0806 | 17.489 | 13.7545 | 9.3106 | 3.8371 | 0.17129 | 0 | 0 | 0 | 0 | 0 | 0
PV | 15 | 3 | 0 | 0 | 0 | 0 | 0 | 0.353 | 4.161 | 9.884 | 15.073 | 18.84 | 21.098 | 21.995 | 21.55 | 19.366 | 15.741 | 10.99 | 5.505 | 0.886 | 0 | 0 | 0 | 0 | 0 | 0
PV | 15 | 4 | 0 | 0 | 0 | 0 | 0 | 0.99871 | 5.2597 | 10.8426 | 15.8197 | 19.4758 | 21.7045 | 22.5019 | 21.7713 | 19.8319 | 16.2687 | 11.6265 | 6.0639 | 1.3432 | 0.048387 | 0 | 0 | 0 | 0 | 0
PV | 15 | 5 | 0 | 0 | 0 | 0 | 0.025 | 1.084 | 5.294 | 10.874 | 15.633 | 19.099 | 21.195 | 22.033 | 21.492 | 19.65 | 16.481 | 12.01 | 6.597 | 1.554 | 0.185 | 0 | 0 | 0 | 0 | 0
PV | 15 | 6 | 0 | 0 | 0 | 0 | 0.0067742 | 0.87871 | 5.0748 | 10.8648 | 15.6939 | 19.1603 | 21.241 | 22.0558 | 21.5274 | 19.7052 | 16.5629 | 12.1355 | 6.7568 | 1.649 | 0.10839 | 0 | 0 | 0 | 0 | 0
PV | 15 | 7 | 0 | 0 | 0 | 0 | 0 | 0.6029 | 4.8977 | 10.9142 | 15.9223 | 19.4971 | 21.6377 | 22.4855 | 21.9281 | 20.0139 | 16.7381 | 12.0706 | 6.4123 | 1.2871 | 0.0019355 | 0 | 0 | 0 | 0 | 0
PV | 15 | 8 | 0 | 0 | 0 | 0 | 0 | 0.105 | 4.235 | 10.807 | 16.288 | 20.136 | 22.368 | 23.218 | 22.596 | 20.549 | 17 | 11.887 | 5.593 | 0.42 | 0 | 0 | 0 | 0 | 0 | 0
PV | 15 | 9 | 0 | 0 | 0 | 0 | 0 | 0 | 1.891 | 8.2306 | 14.5752 | 18.7742 | 21.2545 | 22.0877 | 20.999 | 18.5971 | 14.8606 | 9.7723 | 3.6174 | 0.012581 | 0 | 0 | 0 | 0 | 0 | 0
PV | 15 | 10 | 0 | 0 | 0 | 0 | 0 | 0 | 0.32 | 4.678 | 10.518 | 14.976 | 17.736 | 18.586 | 18.002 | 16.066 | 12.517 | 7.242 | 1.111 | 0 | 0 | 0 | 0 | 0 | 0 | 0
PV | 15 | 11 | 0 | 0 | 0 | 0 | 0 | 0 | 0.0077419 | 4.6229 | 11.249 | 16.0916 | 18.6871 | 19.5174 | 18.8255 | 16.4371 | 11.8539 | 6.0406 | 0.28839 | 0 | 0 | 0 | 0 | 0 | 0 | 0
PV | 16 | 0 | 0 | 0 | 0 | 0 | 0 | 0 | 0.087097 | 4.4903 | 9.4461 | 13.62 | 16.4313 | 17.5635 | 16.9994 | 14.9555 | 10.949 | 5.6013 | 0.59516 | 0 | 0 | 0 | 0 | 0 | 0 | 0
PV | 16 | 1 | 0 | 0 | 0 | 0 | 0 | 0 | 0.83571 | 5.6904 | 10.8321 | 14.9679 | 17.6957 | 18.8882 | 18.4104 | 16.1946 | 11.9529 | 7.1025 | 1.7464 | 0 | 0 | 0 | 0 | 0 | 0 | 0
PV | 16 | 2 | 0 | 0 | 0 | 0 | 0 | 0.014516 | 2.1058 | 6.8506 | 11.6806 | 16.1874 | 19.0752 | 20.5965 | 20.0806 | 17.489 | 13.7545 | 9.3106 | 3.8371 | 0.17129 | 0 | 0 | 0 | 0 | 0 | 0
PV | 16 | 3 | 0 | 0 | 0 | 0 | 0 | 0.353 | 4.161 | 9.884 | 15.073 | 18.84 | 21.098 | 21.995 | 21.55 | 19.366 | 15.741 | 10.99 | 5.505 | 0.886 | 0 | 0 | 0 | 0 | 0 | 0
PV | 16 | 4 | 0 | 0 | 0 | 0 | 0 | 0.99871 | 5.2597 | 10.8426 | 15.8197 | 19.4758 | 21.7045 | 22.5019 | 21.7713 | 19.8319 | 16.2687 | 11.6265 | 6.0639 | 1.3432 | 0.048387 | 0 | 0 | 0 | 0 | 0
PV | 16 | 5 | 0 | 0 | 0 | 0 | 0.025 | 1.084 | 5.294 | 10.874 | 15.633 | 19.099 | 21.195 | 22.033 | 21.492 | 19.65 | 16.481 | 12.01 | 6.597 | 1.554 | 0.185 | 0 | 0 | 0 | 0 | 0
PV | 16 | 6 | 0 | 0 | 0 | 0 | 0.0067742 | 0.87871 | 5.0748 | 10.8648 | 15.6939 | 19.1603 | 21.241 | 22.0558 | 21.5274 | 19.7052 | 16.5629 | 12.1355 | 6.7568 | 1.649 | 0.10839 | 0 | 0 | 0 | 0 | 0
PV | 16 | 7 | 0 | 0 | 0 | 0 | 0 | 0.6029 | 4.8977 | 10.9142 | 15.9223 | 19.4971 | 21.6377 | 22.4855 | 21.9281 | 20.0139 | 16.7381 | 12.0706 | 6.4123 | 1.2871 | 0.0019355 | 0 | 0 | 0 | 0 | 0
PV | 16 | 8 | 0 | 0 | 0 | 0 | 0 | 0.105 | 4.235 | 10.807 | 16.288 | 20.136 | 22.368 | 23.218 | 22.596 | 20.549 | 17 | 11.887 | 5.593 | 0.42 | 0 | 0 | 0 | 0 | 0 | 0
PV | 16 | 9 | 0 | 0 | 0 | 0 | 0 | 0 | 1.891 | 8.2306 | 14.5752 | 18.7742 | 21.2545 | 22.0877 | 20.999 | 18.5971 | 14.8606 | 9.7723 | 3.6174 | 0.012581 | 0 | 0 | 0 | 0 | 0 | 0
PV | 16 | 10 | 0 | 0 | 0 | 0 | 0 | 0 | 0.32 | 4.678 | 10.518 | 14.976 | 17.736 | 18.586 | 18.002 | 16.066 | 12.517 | 7.242 | 1.111 | 0 | 0 | 0 | 0 | 0 | 0 | 0
PV | 16 | 11 | 0 | 0 | 0 | 0 | 0 | 0 | 0.0077419 | 4.6229 | 11.249 | 16.0916 | 18.6871 | 19.5174 | 18.8255 | 16.4371 | 11.8539 | 6.0406 | 0.28839 | 0 | 0 | 0 | 0 | 0 | 0 | 0
PV | 17 | 0 | 0 | 0 | 0 | 0 | 0 | 0 | 0.087097 | 4.4903 | 9.4461 | 13.62 | 16.4313 | 17.5635 | 16.9994 | 14.9555 | 10.949 | 5.6013 | 0.59516 | 0 | 0 | 0 | 0 | 0 | 0 | 0
PV | 17 | 1 | 0 | 0 | 0 | 0 | 0 | 0 | 0.83571 | 5.6904 | 10.8321 | 14.9679 | 17.6957 | 18.8882 | 18.4104 | 16.1946 | 11.9529 | 7.1025 | 1.7464 | 0 | 0 | 0 | 0 | 0 | 0 | 0
PV | 17 | 2 | 0 | 0 | 0 | 0 | 0 | 0.014516 | 2.1058 | 6.8506 | 11.6806 | 16.1874 | 19.0752 | 20.5965 | 20.0806 | 17.489 | 13.7545 | 9.3106 | 3.8371 | 0.17129 | 0 | 0 | 0 | 0 | 0 | 0
PV | 17 | 3 | 0 | 0 | 0 | 0 | 0 | 0.353 | 4.161 | 9.884 | 15.073 | 18.84 | 21.098 | 21.995 | 21.55 | 19.366 | 15.741 | 10.99 | 5.505 | 0.886 | 0 | 0 | 0 | 0 | 0 | 0
PV | 17 | 4 | 0 | 0 | 0 | 0 | 0 | 0.99871 | 5.2597 | 10.8426 | 15.8197 | 19.4758 | 21.7045 | 22.5019 | 21.7713 | 19.8319 | 16.2687 | 11.6265 | 6.0639 | 1.3432 | 0.048387 | 0 | 0 | 0 | 0 | 0
PV | 17 | 5 | 0 | 0 | 0 | 0 | 0.025 | 1.084 | 5.294 | 10.874 | 15.633 | 19.099 | 21.195 | 22.033 | 21.492 | 19.65 | 16.481 | 12.01 | 6.597 | 1.554 | 0.185 | 0 | 0 | 0 | 0 | 0
PV | 17 | 6 | 0 | 0 | 0 | 0 | 0.0067742 | 0.87871 | 5.0748 | 10.8648 | 15.6939 | 19.1603 | 21.241 | 22.0558 | 21.5274 | 19.7052 | 16.5629 | 12.1355 | 6.7568 | 1.649 | 0.10839 | 0 | 0 | 0 | 0 | 0
PV | 17 | 7 | 0 | 0 | 0 | 0 | 0 | 0.6029 | 4.8977 | 10.9142 | 15.9223 | 19.4971 | 21.6377 | 22.4855 | 21.9281 | 20.0139 | 16.7381 | 12.0706 | 6.4123 | 1.2871 | 0.0019355 | 0 | 0 | 0 | 0 | 0
PV | 17 | 8 | 0 | 0 | 0 | 0 | 0 | 0.105 | 4.235 | 10.807 | 16.288 | 20.136 | 22.368 | 23.218 | 22.596 | 20.549 | 17 | 11.887 | 5.593 | 0.42 | 0 | 0 | 0 | 0 | 0 | 0
PV | 17 | 9 | 0 | 0 | 0 | 0 | 0 | 0 | 1.891 | 8.2306 | 14.5752 | 18.7742 | 21.2545 | 22.0877 | 20.999 | 18.5971 | 14.8606 | 9.7723 | 3.6174 | 0.012581 | 0 | 0 | 0 | 0 | 0 | 0
PV | 17 | 10 | 0 | 0 | 0 | 0 | 0 | 0 | 0.32 | 4.678 | 10.518 | 14.976 | 17.736 | 18.586 | 18.002 | 16.066 | 12.517 | 7.242 | 1.111 | 0 | 0 | 0 | 0 | 0 | 0 | 0
PV | 17 | 11 | 0 | 0 | 0 | 0 | 0 | 0 | 0.0077419 | 4.6229 | 11.249 | 16.0916 | 18.6871 | 19.5174 | 18.8255 | 16.4371 | 11.8539 | 6.0406 | 0.28839 | 0 | 0 | 0 | 0 | 0 | 0 | 0
PV | 18 | 0 | 0 | 0 | 0 | 0 | 0 | 0 | 0.087097 | 4.4903 | 9.4461 | 13.62 | 16.4313 | 17.5635 | 16.9994 | 14.9555 | 10.949 | 5.6013 | 0.59516 | 0 | 0 | 0 | 0 | 0 | 0 | 0
PV | 18 | 1 | 0 | 0 | 0 | 0 | 0 | 0 | 0.83571 | 5.6904 | 10.8321 | 14.9679 | 17.6957 | 18.8882 | 18.4104 | 16.1946 | 11.9529 | 7.1025 | 1.7464 | 0 | 0 | 0 | 0 | 0 | 0 | 0
PV | 18 | 2 | 0 | 0 | 0 | 0 | 0 | 0.014516 | 2.1058 | 6.8506 | 11.6806 | 16.1874 | 19.0752 | 20.5965 | 20.0806 | 17.489 | 13.7545 | 9.3106 | 3.8371 | 0.17129 | 0 | 0 | 0 | 0 | 0 | 0
PV | 18 | 3 | 0 | 0 | 0 | 0 | 0 | 0.353 | 4.161 | 9.884 | 15.073 | 18.84 | 21.098 | 21.995 | 21.55 | 19.366 | 15.741 | 10.99 | 5.505 | 0.886 | 0 | 0 | 0 | 0 | 0 | 0
PV | 18 | 4 | 0 | 0 | 0 | 0 | 0 | 0.99871 | 5.2597 | 10.8426 | 15.8197 | 19.4758 | 21.7045 | 22.5019 | 21.7713 | 19.8319 | 16.2687 | 11.6265 | 6.0639 | 1.3432 | 0.048387 | 0 | 0 | 0 | 0 | 0
PV | 18 | 5 | 0 | 0 | 0 | 0 | 0.025 | 1.084 | 5.294 | 10.874 | 15.633 | 19.099 | 21.195 | 22.033 | 21.492 | 19.65 | 16.481 | 12.01 | 6.597 | 1.554 | 0.185 | 0 | 0 | 0 | 0 | 0
PV | 18 | 6 | 0 | 0 | 0 | 0 | 0.0067742 | 0.87871 | 5.0748 | 10.8648 | 15.6939 | 19.1603 | 21.241 | 22.0558 | 21.5274 | 19.7052 | 16.5629 | 12.1355 | 6.7568 | 1.649 | 0.10839 | 0 | 0 | 0 | 0 | 0
PV | 18 | 7 | 0 | 0 | 0 | 0 | 0 | 0.6029 | 4.8977 | 10.9142 | 15.9223 | 19.4971 | 21.6377 | 22.4855 | 21.9281 | 20.0139 | 16.7381 | 12.0706 | 6.4123 | 1.2871 | 0.0019355 | 0 | 0 | 0 | 0 | 0
PV | 18 | 8 | 0 | 0 | 0 | 0 | 0 | 0.105 | 4.235 | 10.807 | 16.288 | 20.136 | 22.368 | 23.218 | 22.596 | 20.549 | 17 | 11.887 | 5.593 | 0.42 | 0 | 0 | 0 | 0 | 0 | 0
PV | 18 | 9 | 0 | 0 | 0 | 0 | 0 | 0 | 1.891 | 8.2306 | 14.5752 | 18.7742 | 21.2545 | 22.0877 | 20.999 | 18.5971 | 14.8606 | 9.7723 | 3.6174 | 0.012581 | 0 | 0 | 0 | 0 | 0 | 0
PV | 18 | 10 | 0 | 0 | 0 | 0 | 0 | 0 | 0.32 | 4.678 | 10.518 | 14.976 | 17.736 | 18.586 | 18.002 | 16.066 | 12.517 | 7.242 | 1.111 | 0 | 0 | 0 | 0 | 0 | 0 | 0
PV | 18 | 11 | 0 | 0 | 0 | 0 | 0 | 0 | 0.0077419 | 4.6229 | 11.249 | 16.0916 | 18.6871 | 19.5174 | 18.8255 | 16.4371 | 11.8539 | 6.0406 | 0.28839 | 0 | 0 | 0 | 0 | 0 | 0 | 0
PV | 19 | 0 | 0 | 0 | 0 | 0 | 0 | 0 | 0.087097 | 4.4903 | 9.4461 | 13.62 | 16.4313 | 17.5635 | 16.9994 | 14.9555 | 10.949 | 5.6013 | 0.59516 | 0 | 0 | 0 | 0 | 0 | 0 | 0
PV | 19 | 1 | 0 | 0 | 0 | 0 | 0 | 0 | 0.83571 | 5.6904 | 10.8321 | 14.9679 | 17.6957 | 18.8882 | 18.4104 | 16.1946 | 11.9529 | 7.1025 | 1.7464 | 0 | 0 | 0 | 0 | 0 | 0 | 0
PV | 19 | 2 | 0 | 0 | 0 | 0 | 0 | 0.014516 | 2.1058 | 6.8506 | 11.6806 | 16.1874 | 19.0752 | 20.5965 | 20.0806 | 17.489 | 13.7545 | 9.3106 | 3.8371 | 0.17129 | 0 | 0 | 0 | 0 | 0 | 0
PV | 19 | 3 | 0 | 0 | 0 | 0 | 0 | 0.353 | 4.161 | 9.884 | 15.073 | 18.84 | 21.098 | 21.995 | 21.55 | 19.366 | 15.741 | 10.99 | 5.505 | 0.886 | 0 | 0 | 0 | 0 | 0 | 0
PV | 19 | 4 | 0 | 0 | 0 | 0 | 0 | 0.99871 | 5.2597 | 10.8426 | 15.8197 | 19.4758 | 21.7045 | 22.5019 | 21.7713 | 19.8319 | 16.2687 | 11.6265 | 6.0639 | 1.3432 | 0.048387 | 0 | 0 | 0 | 0 | 0
PV | 19 | 5 | 0 | 0 | 0 | 0 | 0.025 | 1.084 | 5.294 | 10.874 | 15.633 | 19.099 | 21.195 | 22.033 | 21.492 | 19.65 | 16.481 | 12.01 | 6.597 | 1.554 | 0.185 | 0 | 0 | 0 | 0 | 0
PV | 19 | 6 | 0 | 0 | 0 | 0 | 0.0067742 | 0.87871 | 5.0748 | 10.8648 | 15.6939 | 19.1603 | 21.241 | 22.0558 | 21.5274 | 19.7052 | 16.5629 | 12.1355 | 6.7568 | 1.649 | 0.10839 | 0 | 0 | 0 | 0 | 0
PV | 19 | 7 | 0 | 0 | 0 | 0 | 0 | 0.6029 | 4.8977 | 10.9142 | 15.9223 | 19.4971 | 21.6377 | 22.4855 | 21.9281 | 20.0139 | 16.7381 | 12.0706 | 6.4123 | 1.2871 | 0.0019355 | 0 | 0 | 0 | 0 | 0
PV | 19 | 8 | 0 | 0 | 0 | 0 | 0 | 0.105 | 4.235 | 10.807 | 16.288 | 20.136 | 22.368 | 23.218 | 22.596 | 20.549 | 17 | 11.887 | 5.593 | 0.42 | 0 | 0 | 0 | 0 | 0 | 0
PV | 19 | 9 | 0 | 0 | 0 | 0 | 0 | 0 | 1.891 | 8.2306 | 14.5752 | 18.7742 | 21.2545 | 22.0877 | 20.999 | 18.5971 | 14.8606 | 9.7723 | 3.6174 | 0.012581 | 0 | 0 | 0 | 0 | 0 | 0
PV | 19 | 10 | 0 | 0 | 0 | 0 | 0 | 0 | 0.32 | 4.678 | 10.518 | 14.976 | 17.736 | 18.586 | 18.002 | 16.066 | 12.517 | 7.242 | 1.111 | 0 | 0 | 0 | 0 | 0 | 0 | 0
PV | 19 | 11 | 0 | 0 | 0 | 0 | 0 | 0 | 0.0077419 | 4.6229 | 11.249 | 16.0916 | 18.6871 | 19.5174 | 18.8255 | 16.4371 | 11.8539 | 6.0406 | 0.28839 | 0 | 0 | 0 | 0 | 0 | 0 | 0
Wind | 0 | 0 | 4.2794 | 4.2369 | 4.0802 | 3.9736 | 3.9463 | 4.0702 | 4.0897 | 3.9136 | 3.9236 | 4.313 | 4.5935 | 4.8574 | 5.1529 | 5.3384 | 5.284 | 4.6735 | 3.7725 | 3.3925 | 3.2836 | 3.2714 | 3.3881 | 3.6386 | 3.9713 | 4.1841
Wind | 0 | 1 | 3.0647 | 3.0788 | 3.0936 | 3.1188 | 3.0635 | 3.061 | 3.1496 | 3.0081 | 2.9638 | 3.176 | 3.5001 | 3.6619 | 3.7787 | 3.8329 | 3.6896 | 3.2597 | 2.7719 | 2.6409 | 2.6268 | 2.6563 | 2.7375 | 2.8488 | 2.8802 | 2.9417
Wind | 0 | 2 | 3.7441 | 3.5192 | 3.2892 | 3.2925 | 3.3831 | 3.5069 | 3.5636 | 3.8341 | 0 | 4.8185 | 4.9857 | 5.5112 | 5.6073 | 5.3996 | 5.2223 | 4.9246 | 4.4874 | 3.873 | 3.633 | 3.5675 | 3.493 | 3.5897 | 3.7997 | 3.8999
Wind | 0 | 3 | 3.9183 | 4.0825 | 4.094 | 3.9803 | 3.7914 | 3.5836 | 3.3167 | 2.873 | 2.7806 | 2.8897 | 2.9235 | 2.8104 | 2.7106 | 2.6836 | 2.6629 | 2.5452 | 2.1876 | 2.0412 | 2.1532 | 2.3845 | 2.6313 | 2.8363 | 3.2473 | 3.5825
Wind | 0 | 4 | 2.2698 | 2.2931 | 2.5492 | 2.5015 | 2.282 | 2.0937 | 1.9448 | 1.9626 | 2.0165 | 2.2082 | 2.4776 | 2.7737 | 3.0098 | 3.1575 | 3.3292 | 3.3825 | 3.2736 | 2.9959 | 2.592 | 2.3215 | 2.0171 | 1.946 | 2.0354 | 2.2793
Wind | 0 | 5 | 0.60273 | 0.59125 | 0.57403 | 0.54475 | 0.52638 | 0.47472 | 0.57862 | 0.82717 | 1.0797 | 1.4201 | 1.7858 | 1.9982 | 2.0097 | 2.0171 | 1.9488 | 1.8885 | 1.7674 | 1.6532 | 1.3335 | 0.85874 | 0.68481 | 0.62856 | 0.61421 | 0.6056
Wind | 0 | 6 | 0.21276 | 0.22443 | 0.2322 | 0.23609 | 0.22943 | 0.17776 | 0.12721 | 0.1011 | 0.092215 | 0.13943 | 0.22998 | 0.2722 | 0.25276 | 0.24331 | 0.24276 | 0.27109 | 0.34553 | 0.63828 | 0.88437 | 0.44107 | 0.2322 | 0.19498 | 0.19276 | 0.19998
Wind | 0 | 7 | 0.29609 | 0.27887 | 0.24498 | 0.20609 | 0.18165 | 0.17276 | 0.15165 | 0.1911 | 0.26442 | 0.31775 | 0.44719 | 0.57884 | 0.64495 | 0.69494 | 0.73827 | 0.80993 | 0.81604 | 0.88271 | 0.80882 | 0.51107 | 0.38775 | 0.33386 | 0.3072 | 0.30109
Wind | 0 | 8 | 0.43282 | 0.43396 | 0.4397 | 0.43167 | 0.41502 | 0.38747 | 0.33294 | 0.35417 | 0.54418 | 0.73992 | 0.97527 | 1.1584 | 1.3053 | 1.3874 | 1.3312 | 1.2066 | 1.1561 | 1.2686 | 0.9879 | 0.75772 | 0.6188 | 0.54016 | 0.50457 | 0.43511
Wind | 0 | 9 | 0.83549 | 0.7816 | 0.6905 | 0.59606 | 0.53273 | 0.60162 | 0.72216 | 0.69383 | 0.77049 | 0.85549 | 0.9877 | 1.1194 | 1.1371 | 1.0888 | 1.0083 | 1.0327 | 1.1599 | 1.076 | 0.8666 | 0.79438 | 0.77494 | 0.80716 | 0.85104 | 0.83521
Wind | 0 | 10 | 2.877 | 2.8495 | 2.7898 | 2.8053 | 2.741 | 2.6313 | 2.6181 | 2.3862 | 2.1802 | 2.0963 | 2.0923 | 2.0056 | 1.8449 | 1.6647 | 1.4087 | 1.2583 | 1.1842 | 1.1463 | 1.3007 | 1.5556 | 1.83 | 2.206 | 2.5561 | 2.8007
Wind | 0 | 11 | 1.1613 | 1.0844 | 0.91381 | 0.80438 | 0.77216 | 0.73827 | 0.67217 | 0.53329 | 0.3533 | 0.3272 | 0.36997 | 0.48663 | 0.59551 | 0.61995 | 0.66772 | 0.79716 | 0.82604 | 0.7566 | 0.71383 | 0.70439 | 0.79271 | 0.96714 | 1.1621 | 1.2266
Wind | 1 | 0 | 6.2125 | 6.1508 | 5.9234 | 5.7685 | 5.729 | 5.9089 | 5.9371 | 5.6815 | 5.696 | 6.2613 | 6.6685 | 7.0516 | 7.4806 | 7.75 | 7.671 | 6.7847 | 5.4766 | 4.925 | 4.7669 | 4.7492 | 4.9185 | 5.2823 | 5.7653 | 6.0742
Wind | 1 | 1 | 4.4491 | 4.4696 | 4.4911 | 4.5277 | 4.4473 | 4.4437 | 4.5723 | 4.367 | 4.3027 | 4.6107 | 5.0812 | 5.3161 | 5.4857 | 5.5643 | 5.3563 | 4.7321 | 4.0241 | 3.8339 | 3.8134 | 3.8563 | 3.9741 | 4.1357 | 4.1813 | 4.2705
Wind | 1 | 2 | 5.4355 | 5.1089 | 4.775 | 4.7798 | 4.9113 | 5.0911 | 5.1734 | 5.5661 | 6.079 | 6.9952 | 7.2379 | 8.0008 | 8.1403 | 7.8387 | 7.5815 | 7.1492 | 6.5145 | 5.6226 | 5.2742 | 5.179 | 5.071 | 5.2113 | 5.5161 | 5.6617
Wind | 1 | 3 | 5.6883 | 5.9267 | 5.9433 | 5.7783 | 5.5042 | 5.2025 | 4.815 | 4.1708 | 4.0367 | 4.195 | 4.2442 | 4.08 | 3.935 | 3.8958 | 3.8658 | 3.695 | 3.1758 | 2.9633 | 3.1258 | 3.4617 | 3.82 | 4.1175 | 4.7142 | 5.2008
Wind | 1 | 4 | 3.2952 | 3.329 | 3.7008 | 3.6315 | 3.3129 | 3.0395 | 2.8234 | 2.8492 | 2.9274 | 3.2056 | 3.5968 | 4.0266 | 4.3694 | 4.5839 | 4.8331 | 4.9105 | 4.7524 | 4.3492 | 3.7629 | 3.3702 | 2.9282 | 2.825 | 2.9548 | 3.3089
Wind | 1 | 5 | 0.875 | 0.85833 | 0.83333 | 0.79083 | 0.76417 | 0.68917 | 0.84 | 1.2008 | 1.5675 | 2.0617 | 2.5925 | 2.9008 | 2.9175 | 2.9283 | 2.8292 | 2.7417 | 2.5658 | 2.4 | 1.9358 | 1.2467 | 0.99417 | 0.9125 | 0.89167 | 0.87917
Wind | 1 | 6 | 0.30887 | 0.32581 | 0.3371 | 0.34274 | 0.33306 | 0.25806 | 0.18468 | 0.14677 | 0.13387 | 0.20242 | 0.33387 | 0.39516 | 0.36694 | 0.35323 | 0.35242 | 0.39355 | 0.50161 | 0.92661 | 1.2839 | 0.64032 | 0.3371 | 0.28306 | 0.27984 | 0.29032
Wind | 1 | 7 | 0.42984 | 0.40484 | 0.35565 | 0.29919 | 0.26371 | 0.25081 | 0.22016 | 0.27742 | 0.38387 | 0.46129 | 0.64919 | 0.84032 | 0.93629 | 1.0089 | 1.0718 | 1.1758 | 1.1847 | 1.2815 | 1.1742 | 0.74194 | 0.5629 | 0.48468 | 0.44597 | 0.4371
Wind | 1 | 8 | 0.62833 | 0.63 | 0.63833 | 0.62667 | 0.6025 | 0.5625 | 0.48333 | 0.51417 | 0.79 | 1.0742 | 1.4158 | 1.6817 | 1.895 | 2.0142 | 1.9325 | 1.7517 | 1.6783 | 1.8417 | 1.4342 | 1.1 | 0.89833 | 0.78417 | 0.7325 | 0.63167
Wind | 1 | 9 | 1.2129 | 1.1347 | 1.0024 | 0.86532 | 0.77339 | 0.87339 | 1.0484 | 1.0073 | 1.1185 | 1.2419 | 1.4339 | 1.625 | 1.6508 | 1.5806 | 1.4637 | 1.4992 | 1.6839 | 1.5621 | 1.2581 | 1.1532 | 1.125 | 1.1718 | 1.2355 | 1.2125
Wind | 1 | 10 | 4.1767 | 4.1367 | 4.05 | 4.0725 | 3.9792 | 3.82 | 3.8008 | 3.4642 | 3.165 | 3.0433 | 3.0375 | 2.9117 | 2.6783 | 2.4167 | 2.045 | 1.8267 | 1.7192 | 1.6642 | 1.8883 | 2.2583 | 2.6567 | 3.2025 | 3.7108 | 4.0658
Wind | 1 | 11 | 1.6859 | 1.5742 | 1.3266 | 1.1677 | 1.121 | 1.0718 | 0.97581 | 0.77419 | 0.5129 | 0.475 | 0.5371 | 0.70645 | 0.86452 | 0.9 | 0.96935 | 1.1573 | 1.1992 | 1.0984 | 1.0363 | 1.0226 | 1.1508 | 1.404 | 1.6871 | 1.7806
Wind | 2 | 0 | 6.2125 | 6.1508 | 5.9234 | 5.7685 | 5.729 | 5.9089 | 5.9371 | 5.6815 | 5.696 | 6.2613 | 6.6685 | 7.0516 | 7.4806 | 7.75 | 7.671 | 6.7847 | 5.4766 | 4.925 | 4.7669 | 4.7492 | 4.9185 | 5.2823 | 5.7653 | 6.0742
Wind | 2 | 1 | 4.4491 | 4.4696 | 4.4911 | 4.5277 | 4.4473 | 4.4437 | 4.5723 | 4.367 | 4.3027 | 4.6107 | 5.0812 | 5.3161 | 5.4857 | 5.5643 | 5.3563 | 4.7321 | 4.0241 | 3.8339 | 3.8134 | 3.8563 | 3.9741 | 4.1357 | 4.1813 | 4.2705
Wind | 2 | 2 | 5.4355 | 5.1089 | 4.775 | 4.7798 | 4.9113 | 5.0911 | 5.1734 | 5.5661 | 6.079 | 6.9952 | 7.2379 | 8.0008 | 8.1403 | 7.8387 | 7.5815 | 7.1492 | 6.5145 | 5.6226 | 5.2742 | 5.179 | 5.071 | 5.2113 | 5.5161 | 5.6617
Wind | 2 | 3 | 5.6883 | 5.9267 | 5.9433 | 5.7783 | 5.5042 | 5.2025 | 4.815 | 4.1708 | 4.0367 | 4.195 | 4.2442 | 4.08 | 3.935 | 3.8958 | 3.8658 | 3.695 | 3.1758 | 2.9633 | 3.1258 | 3.4617 | 3.82 | 4.1175 | 4.7142 | 5.2008
Wind | 2 | 4 | 3.2952 | 3.329 | 3.7008 | 3.6315 | 3.3129 | 3.0395 | 2.8234 | 2.8492 | 2.9274 | 3.2056 | 3.5968 | 4.0266 | 4.3694 | 4.5839 | 4.8331 | 4.9105 | 4.7524 | 4.3492 | 3.7629 | 3.3702 | 2.9282 | 2.825 | 2.9548 | 3.3089
Wind | 2 | 5 | 0.875 | 0.85833 | 0.83333 | 0.79083 | 0.76417 | 0.68917 | 0.84 | 1.2008 | 1.5675 | 2.0617 | 2.5925 | 2.9008 | 2.9175 | 2.9283 | 2.8292 | 2.7417 | 2.5658 | 2.4 | 1.9358 | 1.2467 | 0.99417 | 0.9125 | 0.89167 | 0.87917
Wind | 2 | 6 | 0.30887 | 0.32581 | 0.3371 | 0.34274 | 0.33306 | 0.25806 | 0.18468 | 0.14677 | 0.13387 | 0.20242 | 0.33387 | 0.39516 | 0.36694 | 0.35323 | 0.35242 | 0.39355 | 0.50161 | 0.92661 | 1.2839 | 0.64032 | 0.3371 | 0.28306 | 0.27984 | 0.29032
Wind | 2 | 7 | 0.42984 | 0.40484 | 0.35565 | 0.29919 | 0.26371 | 0.25081 | 0.22016 | 0.27742 | 0.38387 | 0.46129 | 0.64919 | 0.84032 | 0.93629 | 1.0089 | 1.0718 | 1.1758 | 1.1847 | 1.2815 | 1.1742 | 0.74194 | 0.5629 | 0.48468 | 0.44597 | 0.4371
Wind | 2 | 8 | 0.62833 | 0.63 | 0.63833 | 0.62667 | 0.6025 | 0.5625 | 0.48333 | 0.51417 | 0.79 | 1.0742 | 1.4158 | 1.6817 | 1.895 | 2.0142 | 1.9325 | 1.7517 | 1.6783 | 1.8417 | 1.4342 | 1.1 | 0.89833 | 0.78417 | 0.7325 | 0.63167
Wind | 2 | 9 | 1.2129 | 1.1347 | 1.0024 | 0.86532 | 0.77339 | 0.87339 | 1.0484 | 1.0073 | 1.1185 | 1.2419 | 1.4339 | 1.625 | 1.6508 | 1.5806 | 1.4637 | 1.4992 | 1.6839 | 1.5621 | 1.2581 | 1.1532 | 1.125 | 1.1718 | 1.2355 | 1.2125
Wind | 2 | 10 | 4.1767 | 4.1367 | 4.05 | 4.0725 | 3.9792 | 3.82 | 3.8008 | 3.4642 | 3.165 | 3.0433 | 3.0375 | 2.9117 | 2.6783 | 2.4167 | 2.045 | 1.8267 | 1.7192 | 1.6642 | 1.8883 | 2.2583 | 2.6567 | 3.2025 | 3.7108 | 4.0658
Wind | 2 | 11 | 1.6859 | 1.5742 | 1.3266 | 1.1677 | 1.121 | 1.0718 | 0.97581 | 0.77419 | 0.5129 | 0.475 | 0.5371 | 0.70645 | 0.86452 | 0.9 | 0.96935 | 1.1573 | 1.1992 | 1.0984 | 1.0363 | 1.0226 | 1.1508 | 1.404 | 1.6871 | 1.7806
Wind | 3 | 0 | 6.2125 | 6.1508 | 5.9234 | 5.7685 | 5.729 | 5.9089 | 5.9371 | 5.6815 | 5.696 | 6.2613 | 6.6685 | 7.0516 | 7.4806 | 7.75 | 7.671 | 6.7847 | 5.4766 | 4.925 | 4.7669 | 4.7492 | 4.9185 | 5.2823 | 5.7653 | 6.0742
Wind | 3 | 1 | 4.4491 | 4.4696 | 4.4911 | 4.5277 | 4.4473 | 4.4437 | 4.5723 | 4.367 | 4.3027 | 4.6107 | 5.0812 | 5.3161 | 5.4857 | 5.5643 | 5.3563 | 4.7321 | 4.0241 | 3.8339 | 3.8134 | 3.8563 | 3.9741 | 4.1357 | 4.1813 | 4.2705
Wind | 3 | 2 | 5.4355 | 5.1089 | 4.775 | 4.7798 | 4.9113 | 5.0911 | 5.1734 | 5.5661 | 6.079 | 6.9952 | 7.2379 | 8.0008 | 8.1403 | 7.8387 | 7.5815 | 7.1492 | 6.5145 | 5.6226 | 5.2742 | 5.179 | 5.071 | 5.2113 | 5.5161 | 5.6617
Wind | 3 | 3 | 5.6883 | 5.9267 | 5.9433 | 5.7783 | 5.5042 | 5.2025 | 4.815 | 4.1708 | 4.0367 | 4.195 | 4.2442 | 4.08 | 3.935 | 3.8958 | 3.8658 | 3.695 | 3.1758 | 2.9633 | 3.1258 | 3.4617 | 3.82 | 4.1175 | 4.7142 | 5.2008
Wind | 3 | 4 | 3.2952 | 3.329 | 3.7008 | 3.6315 | 3.3129 | 3.0395 | 2.8234 | 2.8492 | 2.9274 | 3.2056 | 3.5968 | 4.0266 | 4.3694 | 4.5839 | 4.8331 | 4.9105 | 4.7524 | 4.3492 | 3.7629 | 3.3702 | 2.9282 | 2.825 | 2.9548 | 3.3089
Wind | 3 | 5 | 0.875 | 0.85833 | 0.83333 | 0.79083 | 0.76417 | 0.68917 | 0.84 | 1.2008 | 1.5675 | 2.0617 | 2.5925 | 2.9008 | 2.9175 | 2.9283 | 2.8292 | 2.7417 | 2.5658 | 2.4 | 1.9358 | 1.2467 | 0.99417 | 0.9125 | 0.89167 | 0.87917
Wind | 3 | 6 | 0.30887 | 0.32581 | 0.3371 | 0.34274 | 0.33306 | 0.25806 | 0.18468 | 0.14677 | 0.13387 | 0.20242 | 0.33387 | 0.39516 | 0.36694 | 0.35323 | 0.35242 | 0.39355 | 0.50161 | 0.92661 | 1.2839 | 0.64032 | 0.3371 | 0.28306 | 0.27984 | 0.29032
Wind | 3 | 7 | 0.42984 | 0.40484 | 0.35565 | 0.29919 | 0.26371 | 0.25081 | 0.22016 | 0.27742 | 0.38387 | 0.46129 | 0.64919 | 0.84032 | 0.93629 | 1.0089 | 1.0718 | 1.1758 | 1.1847 | 1.2815 | 1.1742 | 0.74194 | 0.5629 | 0.48468 | 0.44597 | 0.4371
Wind | 3 | 8 | 0.62833 | 0.63 | 0.63833 | 0.62667 | 0.6025 | 0.5625 | 0.48333 | 0.51417 | 0.79 | 1.0742 | 1.4158 | 1.6817 | 1.895 | 2.0142 | 1.9325 | 1.7517 | 1.6783 | 1.8417 | 1.4342 | 1.1 | 0.89833 | 0.78417 | 0.7325 | 0.63167
Wind | 3 | 9 | 1.2129 | 1.1347 | 1.0024 | 0.86532 | 0.77339 | 0.87339 | 1.0484 | 1.0073 | 1.1185 | 1.2419 | 1.4339 | 1.625 | 1.6508 | 1.5806 | 1.4637 | 1.4992 | 1.6839 | 1.5621 | 1.2581 | 1.1532 | 1.125 | 1.1718 | 1.2355 | 1.2125
Wind | 3 | 10 | 4.1767 | 4.1367 | 4.05 | 4.0725 | 3.9792 | 3.82 | 3.8008 | 3.4642 | 3.165 | 3.0433 | 3.0375 | 2.9117 | 2.6783 | 2.4167 | 2.045 | 1.8267 | 1.7192 | 1.6642 | 1.8883 | 2.2583 | 2.6567 | 3.2025 | 3.7108 | 4.0658
Wind | 3 | 11 | 1.6859 | 1.5742 | 1.3266 | 1.1677 | 1.121 | 1.0718 | 0.97581 | 0.77419 | 0.5129 | 0.475 | 0.5371 | 0.70645 | 0.86452 | 0.9 | 0.96935 | 1.1573 | 1.1992 | 1.0984 | 1.0363 | 1.0226 | 1.1508 | 1.404 | 1.6871 | 1.7806
Wind | 4 | 0 | 6.2125 | 6.1508 | 5.9234 | 5.7685 | 5.729 | 5.9089 | 5.9371 | 5.6815 | 5.696 | 6.2613 | 6.6685 | 7.0516 | 7.4806 | 7.75 | 7.671 | 6.7847 | 5.4766 | 4.925 | 4.7669 | 4.7492 | 4.9185 | 5.2823 | 5.7653 | 6.0742
Wind | 4 | 1 | 4.4491 | 4.4696 | 4.4911 | 4.5277 | 4.4473 | 4.4437 | 4.5723 | 4.367 | 4.3027 | 4.6107 | 5.0812 | 5.3161 | 5.4857 | 5.5643 | 5.3563 | 4.7321 | 4.0241 | 3.8339 | 3.8134 | 3.8563 | 3.9741 | 4.1357 | 4.1813 | 4.2705
Wind | 4 | 2 | 5.4355 | 5.1089 | 4.775 | 4.7798 | 4.9113 | 5.0911 | 5.1734 | 5.5661 | 6.079 | 6.9952 | 7.2379 | 8.0008 | 8.1403 | 7.8387 | 7.5815 | 7.1492 | 6.5145 | 5.6226 | 5.2742 | 5.179 | 5.071 | 5.2113 | 5.5161 | 5.6617
Wind | 4 | 3 | 5.6883 | 5.9267 | 5.9433 | 5.7783 | 5.5042 | 5.2025 | 4.815 | 4.1708 | 4.0367 | 4.195 | 4.2442 | 4.08 | 3.935 | 3.8958 | 3.8658 | 3.695 | 3.1758 | 2.9633 | 3.1258 | 3.4617 | 3.82 | 4.1175 | 4.7142 | 5.2008
Wind | 4 | 4 | 3.2952 | 3.329 | 3.7008 | 3.6315 | 3.3129 | 3.0395 | 2.8234 | 2.8492 | 2.9274 | 3.2056 | 3.5968 | 4.0266 | 4.3694 | 4.5839 | 4.8331 | 4.9105 | 4.7524 | 4.3492 | 3.7629 | 3.3702 | 2.9282 | 2.825 | 2.9548 | 3.3089
Wind | 4 | 5 | 0.875 | 0.85833 | 0.83333 | 0.79083 | 0.76417 | 0.68917 | 0.84 | 1.2008 | 1.5675 | 2.0617 | 2.5925 | 2.9008 | 2.9175 | 2.9283 | 2.8292 | 2.7417 | 2.5658 | 2.4 | 1.9358 | 1.2467 | 0.99417 | 0.9125 | 0.89167 | 0.87917
Wind | 4 | 6 | 0.30887 | 0.32581 | 0.3371 | 0.34274 | 0.33306 | 0.25806 | 0.18468 | 0.14677 | 0.13387 | 0.20242 | 0.33387 | 0.39516 | 0.36694 | 0.35323 | 0.35242 | 0.39355 | 0.50161 | 0.92661 | 1.2839 | 0.64032 | 0.3371 | 0.28306 | 0.27984 | 0.29032
Wind | 4 | 7 | 0.42984 | 0.40484 | 0.35565 | 0.29919 | 0.26371 | 0.25081 | 0.22016 | 0.27742 | 0.38387 | 0.46129 | 0.64919 | 0.84032 | 0.93629 | 1.0089 | 1.0718 | 1.1758 | 1.1847 | 1.2815 | 1.1742 | 0.74194 | 0.5629 | 0.48468 | 0.44597 | 0.4371
Wind | 4 | 8 | 0.62833 | 0.63 | 0.63833 | 0.62667 | 0.6025 | 0.5625 | 0.48333 | 0.51417 | 0.79 | 1.0742 | 1.4158 | 1.6817 | 1.895 | 2.0142 | 1.9325 | 1.7517 | 1.6783 | 1.8417 | 1.4342 | 1.1 | 0.89833 | 0.78417 | 0.7325 | 0.63167
Wind | 4 | 9 | 1.2129 | 1.1347 | 1.0024 | 0.86532 | 0.77339 | 0.87339 | 1.0484 | 1.0073 | 1.1185 | 1.2419 | 1.4339 | 1.625 | 1.6508 | 1.5806 | 1.4637 | 1.4992 | 1.6839 | 1.5621 | 1.2581 | 1.1532 | 1.125 | 1.1718 | 1.2355 | 1.2125
Wind | 4 | 10 | 4.1767 | 4.1367 | 4.05 | 4.0725 | 3.9792 | 3.82 | 3.8008 | 3.4642 | 3.165 | 3.0433 | 3.0375 | 2.9117 | 2.6783 | 2.4167 | 2.045 | 1.8267 | 1.7192 | 1.6642 | 1.8883 | 2.2583 | 2.6567 | 3.2025 | 3.7108 | 4.0658
Wind | 4 | 11 | 1.6859 | 1.5742 | 1.3266 | 1.1677 | 1.121 | 1.0718 | 0.97581 | 0.77419 | 0.5129 | 0.475 | 0.5371 | 0.70645 | 0.86452 | 0.9 | 0.96935 | 1.1573 | 1.1992 | 1.0984 | 1.0363 | 1.0226 | 1.1508 | 1.404 | 1.6871 | 1.7806
Wind | 5 | 0 | 6.2125 | 6.1508 | 5.9234 | 5.7685 | 5.729 | 5.9089 | 5.9371 | 5.6815 | 5.696 | 6.2613 | 6.6685 | 7.0516 | 7.4806 | 7.75 | 7.671 | 6.7847 | 5.4766 | 4.925 | 4.7669 | 4.7492 | 4.9185 | 5.2823 | 5.7653 | 6.0742
Wind | 5 | 1 | 4.4491 | 4.4696 | 4.4911 | 4.5277 | 4.4473 | 4.4437 | 4.5723 | 4.367 | 4.3027 | 4.6107 | 5.0812 | 5.3161 | 5.4857 | 5.5643 | 5.3563 | 4.7321 | 4.0241 | 3.8339 | 3.8134 | 3.8563 | 3.9741 | 4.1357 | 4.1813 | 4.2705
Wind | 5 | 2 | 5.4355 | 5.1089 | 4.775 | 4.7798 | 4.9113 | 5.0911 | 5.1734 | 5.5661 | 6.079 | 6.9952 | 7.2379 | 8.0008 | 8.1403 | 7.8387 | 7.5815 | 7.1492 | 6.5145 | 5.6226 | 5.2742 | 5.179 | 5.071 | 5.2113 | 5.5161 | 5.6617
Wind | 5 | 3 | 5.6883 | 5.9267 | 5.9433 | 5.7783 | 5.5042 | 5.2025 | 4.815 | 4.1708 | 4.0367 | 4.195 | 4.2442 | 4.08 | 3.935 | 3.8958 | 3.8658 | 3.695 | 3.1758 | 2.9633 | 3.1258 | 3.4617 | 3.82 | 4.1175 | 4.7142 | 5.2008
Wind | 5 | 4 | 3.2952 | 3.329 | 3.7008 | 3.6315 | 3.3129 | 3.0395 | 2.8234 | 2.8492 | 2.9274 | 3.2056 | 3.5968 | 4.0266 | 4.3694 | 4.5839 | 4.8331 | 4.9105 | 4.7524 | 4.3492 | 3.7629 | 3.3702 | 2.9282 | 2.825 | 2.9548 | 3.3089
Wind | 5 | 5 | 0.875 | 0.85833 | 0.83333 | 0.79083 | 0.76417 | 0.68917 | 0.84 | 1.2008 | 1.5675 | 2.0617 | 2.5925 | 2.9008 | 2.9175 | 2.9283 | 2.8292 | 2.7417 | 2.5658 | 2.4 | 1.9358 | 1.2467 | 0.99417 | 0.9125 | 0.89167 | 0.87917
Wind | 5 | 6 | 0.30887 | 0.32581 | 0.3371 | 0.34274 | 0.33306 | 0.25806 | 0.18468 | 0.14677 | 0.13387 | 0.20242 | 0.33387 | 0.39516 | 0.36694 | 0.35323 | 0.35242 | 0.39355 | 0.50161 | 0.92661 | 1.2839 | 0.64032 | 0.3371 | 0.28306 | 0.27984 | 0.29032
Wind | 5 | 7 | 0.42984 | 0.40484 | 0.35565 | 0.29919 | 0.26371 | 0.25081 | 0.22016 | 0.27742 | 0.38387 | 0.46129 | 0.64919 | 0.84032 | 0.93629 | 1.0089 | 1.0718 | 1.1758 | 1.1847 | 1.2815 | 1.1742 | 0.74194 | 0.5629 | 0.48468 | 0.44597 | 0.4371
Wind | 5 | 8 | 0.62833 | 0.63 | 0.63833 | 0.62667 | 0.6025 | 0.5625 | 0.48333 | 0.51417 | 0.79 | 1.0742 | 1.4158 | 1.6817 | 1.895 | 2.0142 | 1.9325 | 1.7517 | 1.6783 | 1.8417 | 1.4342 | 1.1 | 0.89833 | 0.78417 | 0.7325 | 0.63167
Wind | 5 | 9 | 1.2129 | 1.1347 | 1.0024 | 0.86532 | 0.77339 | 0.87339 | 1.0484 | 1.0073 | 1.1185 | 1.2419 | 1.4339 | 1.625 | 1.6508 | 1.5806 | 1.4637 | 1.4992 | 1.6839 | 1.5621 | 1.2581 | 1.1532 | 1.125 | 1.1718 | 1.2355 | 1.2125
Wind | 5 | 10 | 4.1767 | 4.1367 | 4.05 | 4.0725 | 3.9792 | 3.82 | 3.8008 | 3.4642 | 3.165 | 3.0433 | 3.0375 | 2.9117 | 2.6783 | 2.4167 | 2.045 | 1.8267 | 1.7192 | 1.6642 | 1.8883 | 2.2583 | 2.6567 | 3.2025 | 3.7108 | 4.0658
Wind | 5 | 11 | 1.6859 | 1.5742 | 1.3266 | 1.1677 | 1.121 | 1.0718 | 0.97581 | 0.77419 | 0.5129 | 0.475 | 0.5371 | 0.70645 | 0.86452 | 0.9 | 0.96935 | 1.1573 | 1.1992 | 1.0984 | 1.0363 | 1.0226 | 1.1508 | 1.404 | 1.6871 | 1.7806
Wind | 6 | 0 | 6.2125 | 6.1508 | 5.9234 | 5.7685 | 5.729 | 5.9089 | 5.9371 | 5.6815 | 5.696 | 6.2613 | 6.6685 | 7.0516 | 7.4806 | 7.75 | 7.671 | 6.7847 | 5.4766 | 4.925 | 4.7669 | 4.7492 | 4.9185 | 5.2823 | 5.7653 | 6.0742
Wind | 6 | 1 | 4.4491 | 4.4696 | 4.4911 | 4.5277 | 4.4473 | 4.4437 | 4.5723 | 4.367 | 4.3027 | 4.6107 | 5.0812 | 5.3161 | 5.4857 | 5.5643 | 5.3563 | 4.7321 | 4.0241 | 3.8339 | 3.8134 | 3.8563 | 3.9741 | 4.1357 | 4.1813 | 4.2705
Wind | 6 | 2 | 5.4355 | 5.1089 | 4.775 | 4.7798 | 4.9113 | 5.0911 | 5.1734 | 5.5661 | 6.079 | 6.9952 | 7.2379 | 8.0008 | 8.1403 | 7.8387 | 7.5815 | 7.1492 | 6.5145 | 5.6226 | 5.2742 | 5.179 | 5.071 | 5.2113 | 5.5161 | 5.6617
Wind | 6 | 3 | 5.6883 | 5.9267 | 5.9433 | 5.7783 | 5.5042 | 5.2025 | 4.815 | 4.1708 | 4.0367 | 4.195 | 4.2442 | 4.08 | 3.935 | 3.8958 | 3.8658 | 3.695 | 3.1758 | 2.9633 | 3.1258 | 3.4617 | 3.82 | 4.1175 | 4.7142 | 5.2008
Wind | 6 | 4 | 3.2952 | 3.329 | 3.7008 | 3.6315 | 3.3129 | 3.0395 | 2.8234 | 2.8492 | 2.9274 | 3.2056 | 3.5968 | 4.0266 | 4.3694 | 4.5839 | 4.8331 | 4.9105 | 4.7524 | 4.3492 | 3.7629 | 3.3702 | 2.9282 | 2.825 | 2.9548 | 3.3089
Wind | 6 | 5 | 0.875 | 0.85833 | 0.83333 | 0.79083 | 0.76417 | 0.68917 | 0.84 | 1.2008 | 1.5675 | 2.0617 | 2.5925 | 2.9008 | 2.9175 | 2.9283 | 2.8292 | 2.7417 | 2.5658 | 2.4 | 1.9358 | 1.2467 | 0.99417 | 0.9125 | 0.89167 | 0.87917
Wind | 6 | 6 | 0.30887 | 0.32581 | 0.3371 | 0.34274 | 0.33306 | 0.25806 | 0.18468 | 0.14677 | 0.13387 | 0.20242 | 0.33387 | 0.39516 | 0.36694 | 0.35323 | 0.35242 | 0.39355 | 0.50161 | 0.92661 | 1.2839 | 0.64032 | 0.3371 | 0.28306 | 0.27984 | 0.29032
Wind | 6 | 7 | 0.42984 | 0.40484 | 0.35565 | 0.29919 | 0.26371 | 0.25081 | 0.22016 | 0.27742 | 0.38387 | 0.46129 | 0.64919 | 0.84032 | 0.93629 | 1.0089 | 1.0718 | 1.1758 | 1.1847 | 1.2815 | 1.1742 | 0.74194 | 0.5629 | 0.48468 | 0.44597 | 0.4371
Wind | 6 | 8 | 0.62833 | 0.63 | 0.63833 | 0.62667 | 0.6025 | 0.5625 | 0.48333 | 0.51417 | 0.79 | 1.0742 | 1.4158 | 1.6817 | 1.895 | 2.0142 | 1.9325 | 1.7517 | 1.6783 | 1.8417 | 1.4342 | 1.1 | 0.89833 | 0.78417 | 0.7325 | 0.63167
Wind | 6 | 9 | 1.2129 | 1.1347 | 1.0024 | 0.86532 | 0.77339 | 0.87339 | 1.0484 | 1.0073 | 1.1185 | 1.2419 | 1.4339 | 1.625 | 1.6508 | 1.5806 | 1.4637 | 1.4992 | 1.6839 | 1.5621 | 1.2581 | 1.1532 | 1.125 | 1.1718 | 1.2355 | 1.2125
Wind | 6 | 10 | 4.1767 | 4.1367 | 4.05 | 4.0725 | 3.9792 | 3.82 | 3.8008 | 3.4642 | 3.165 | 3.0433 | 3.0375 | 2.9117 | 2.6783 | 2.4167 | 2.045 | 1.8267 | 1.7192 | 1.6642 | 1.8883 | 2.2583 | 2.6567 | 3.2025 | 3.7108 | 4.0658
Wind | 6 | 11 | 1.6859 | 1.5742 | 1.3266 | 1.1677 | 1.121 | 1.0718 | 0.97581 | 0.77419 | 0.5129 | 0.475 | 0.5371 | 0.70645 | 0.86452 | 0.9 | 0.96935 | 1.1573 | 1.1992 | 1.0984 | 1.0363 | 1.0226 | 1.1508 | 1.404 | 1.6871 | 1.7806
Wind | 7 | 0 | 6.2125 | 6.1508 | 5.9234 | 5.7685 | 5.729 | 5.9089 | 5.9371 | 5.6815 | 5.696 | 6.2613 | 6.6685 | 7.0516 | 7.4806 | 7.75 | 7.671 | 6.7847 | 5.4766 | 4.925 | 4.7669 | 4.7492 | 4.9185 | 5.2823 | 5.7653 | 6.0742
Wind | 7 | 1 | 4.4491 | 4.4696 | 4.4911 | 4.5277 | 4.4473 | 4.4437 | 4.5723 | 4.367 | 4.3027 | 4.6107 | 5.0812 | 5.3161 | 5.4857 | 5.5643 | 5.3563 | 4.7321 | 4.0241 | 3.8339 | 3.8134 | 3.8563 | 3.9741 | 4.1357 | 4.1813 | 4.2705
Wind | 7 | 2 | 5.4355 | 5.1089 | 4.775 | 4.7798 | 4.9113 | 5.0911 | 5.1734 | 5.5661 | 6.079 | 6.9952 | 7.2379 | 8.0008 | 8.1403 | 7.8387 | 7.5815 | 7.1492 | 6.5145 | 5.6226 | 5.2742 | 5.179 | 5.071 | 5.2113 | 5.5161 | 5.6617
Wind | 7 | 3 | 5.6883 | 5.9267 | 5.9433 | 5.7783 | 5.5042 | 5.2025 | 4.815 | 4.1708 | 4.0367 | 4.195 | 4.2442 | 4.08 | 3.935 | 3.8958 | 3.8658 | 3.695 | 3.1758 | 2.9633 | 3.1258 | 3.4617 | 3.82 | 4.1175 | 4.7142 | 5.2008
Wind | 7 | 4 | 3.2952 | 3.329 | 3.7008 | 3.6315 | 3.3129 | 3.0395 | 2.8234 | 2.8492 | 2.9274 | 3.2056 | 3.5968 | 4.0266 | 4.3694 | 4.5839 | 4.8331 | 4.9105 | 4.7524 | 4.3492 | 3.7629 | 3.3702 | 2.9282 | 2.825 | 2.9548 | 3.3089
Wind | 7 | 5 | 0.875 | 0.85833 | 0.83333 | 0.79083 | 0.76417 | 0.68917 | 0.84 | 1.2008 | 1.5675 | 2.0617 | 2.5925 | 2.9008 | 2.9175 | 2.9283 | 2.8292 | 2.7417 | 2.5658 | 2.4 | 1.9358 | 1.2467 | 0.99417 | 0.9125 | 0.89167 | 0.87917
Wind | 7 | 6 | 0.30887 | 0.32581 | 0.3371 | 0.34274 | 0.33306 | 0.25806 | 0.18468 | 0.14677 | 0.13387 | 0.20242 | 0.33387 | 0.39516 | 0.36694 | 0.35323 | 0.35242 | 0.39355 | 0.50161 | 0.92661 | 1.2839 | 0.64032 | 0.3371 | 0.28306 | 0.27984 | 0.29032
Wind | 7 | 7 | 0.42984 | 0.40484 | 0.35565 | 0.29919 | 0.26371 | 0.25081 | 0.22016 | 0.27742 | 0.38387 | 0.46129 | 0.64919 | 0.84032 | 0.93629 | 1.0089 | 1.0718 | 1.1758 | 1.1847 | 1.2815 | 1.1742 | 0.74194 | 0.5629 | 0.48468 | 0.44597 | 0.4371
Wind | 7 | 8 | 0.62833 | 0.63 | 0.63833 | 0.62667 | 0.6025 | 0.5625 | 0.48333 | 0.51417 | 0.79 | 1.0742 | 1.4158 | 1.6817 | 1.895 | 2.0142 | 1.9325 | 1.7517 | 1.6783 | 1.8417 | 1.4342 | 1.1 | 0.89833 | 0.78417 | 0.7325 | 0.63167
Wind | 7 | 9 | 1.2129 | 1.1347 | 1.0024 | 0.86532 | 0.77339 | 0.87339 | 1.0484 | 1.0073 | 1.1185 | 1.2419 | 1.4339 | 1.625 | 1.6508 | 1.5806 | 1.4637 | 1.4992 | 1.6839 | 1.5621 | 1.2581 | 1.1532 | 1.125 | 1.1718 | 1.2355 | 1.2125
Wind | 7 | 10 | 4.1767 | 4.1367 | 4.05 | 4.0725 | 3.9792 | 3.82 | 3.8008 | 3.4642 | 3.165 | 3.0433 | 3.0375 | 2.9117 | 2.6783 | 2.4167 | 2.045 | 1.8267 | 1.7192 | 1.6642 | 1.8883 | 2.2583 | 2.6567 | 3.2025 | 3.7108 | 4.0658
Wind | 7 | 11 | 1.6859 | 1.5742 | 1.3266 | 1.1677 | 1.121 | 1.0718 | 0.97581 | 0.77419 | 0.5129 | 0.475 | 0.5371 | 0.70645 | 0.86452 | 0.9 | 0.96935 | 1.1573 | 1.1992 | 1.0984 | 1.0363 | 1.0226 | 1.1508 | 1.404 | 1.6871 | 1.7806
Wind | 8 | 0 | 6.2125 | 6.1508 | 5.9234 | 5.7685 | 5.729 | 5.9089 | 5.9371 | 5.6815 | 5.696 | 6.2613 | 6.6685 | 7.0516 | 7.4806 | 7.75 | 7.671 | 6.7847 | 5.4766 | 4.925 | 4.7669 | 4.7492 | 4.9185 | 5.2823 | 5.7653 | 6.0742
Wind | 8 | 1 | 4.4491 | 4.4696 | 4.4911 | 4.5277 | 4.4473 | 4.4437 | 4.5723 | 4.367 | 4.3027 | 4.6107 | 5.0812 | 5.3161 | 5.4857 | 5.5643 | 5.3563 | 4.7321 | 4.0241 | 3.8339 | 3.8134 | 3.8563 | 3.9741 | 4.1357 | 4.1813 | 4.2705
Wind | 8 | 2 | 5.4355 | 5.1089 | 4.775 | 4.7798 | 4.9113 | 5.0911 | 5.1734 | 5.5661 | 6.079 | 6.9952 | 7.2379 | 8.0008 | 8.1403 | 7.8387 | 7.5815 | 7.1492 | 6.5145 | 5.6226 | 5.2742 | 5.179 | 5.071 | 5.2113 | 5.5161 | 5.6617
Wind | 8 | 3 | 5.6883 | 5.9267 | 5.9433 | 5.7783 | 5.5042 | 5.2025 | 4.815 | 4.1708 | 4.0367 | 4.195 | 4.2442 | 4.08 | 3.935 | 3.8958 | 3.8658 | 3.695 | 3.1758 | 2.9633 | 3.1258 | 3.4617 | 3.82 | 4.1175 | 4.7142 | 5.2008
Wind | 8 | 4 | 3.2952 | 3.329 | 3.7008 | 3.6315 | 3.3129 | 3.0395 | 2.8234 | 2.8492 | 2.9274 | 3.2056 | 3.5968 | 4.0266 | 4.3694 | 4.5839 | 4.8331 | 4.9105 | 4.7524 | 4.3492 | 3.7629 | 3.3702 | 2.9282 | 2.825 | 2.9548 | 3.3089
Wind | 8 | 5 | 0.875 | 0.85833 | 0.83333 | 0.79083 | 0.76417 | 0.68917 | 0.84 | 1.2008 | 1.5675 | 2.0617 | 2.5925 | 2.9008 | 2.9175 | 2.9283 | 2.8292 | 2.7417 | 2.5658 | 2.4 | 1.9358 | 1.2467 | 0.99417 | 0.9125 | 0.89167 | 0.87917
Wind | 8 | 6 | 0.30887 | 0.32581 | 0.3371 | 0.34274 | 0.33306 | 0.25806 | 0.18468 | 0.14677 | 0.13387 | 0.20242 | 0.33387 | 0.39516 | 0.36694 | 0.35323 | 0.35242 | 0.39355 | 0.50161 | 0.92661 | 1.2839 | 0.64032 | 0.3371 | 0.28306 | 0.27984 | 0.29032
Wind | 8 | 7 | 0.42984 | 0.40484 | 0.35565 | 0.29919 | 0.26371 | 0.25081 | 0.22016 | 0.27742 | 0.38387 | 0.46129 | 0.64919 | 0.84032 | 0.93629 | 1.0089 | 1.0718 | 1.1758 | 1.1847 | 1.2815 | 1.1742 | 0.74194 | 0.5629 | 0.48468 | 0.44597 | 0.4371
Wind | 8 | 8 | 0.62833 | 0.63 | 0.63833 | 0.62667 | 0.6025 | 0.5625 | 0.48333 | 0.51417 | 0.79 | 1.0742 | 1.4158 | 1.6817 | 1.895 | 2.0142 | 1.9325 | 1.7517 | 1.6783 | 1.8417 | 1.4342 | 1.1 | 0.89833 | 0.78417 | 0.7325 | 0.63167
Wind | 8 | 9 | 1.2129 | 1.1347 | 1.0024 | 0.86532 | 0.77339 | 0.87339 | 1.0484 | 1.0073 | 1.1185 | 1.2419 | 1.4339 | 1.625 | 1.6508 | 1.5806 | 1.4637 | 1.4992 | 1.6839 | 1.5621 | 1.2581 | 1.1532 | 1.125 | 1.1718 | 1.2355 | 1.2125
Wind | 8 | 10 | 4.1767 | 4.1367 | 4.05 | 4.0725 | 3.9792 | 3.82 | 3.8008 | 3.4642 | 3.165 | 3.0433 | 3.0375 | 2.9117 | 2.6783 | 2.4167 | 2.045 | 1.8267 | 1.7192 | 1.6642 | 1.8883 | 2.2583 | 2.6567 | 3.2025 | 3.7108 | 4.0658
Wind | 8 | 11 | 1.6859 | 1.5742 | 1.3266 | 1.1677 | 1.121 | 1.0718 | 0.97581 | 0.77419 | 0.5129 | 0.475 | 0.5371 | 0.70645 | 0.86452 | 0.9 | 0.96935 | 1.1573 | 1.1992 | 1.0984 | 1.0363 | 1.0226 | 1.1508 | 1.404 | 1.6871 | 1.7806
Wind | 9 | 0 | 6.2125 | 6.1508 | 5.9234 | 5.7685 | 5.729 | 5.9089 | 5.9371 | 5.6815 | 5.696 | 6.2613 | 6.6685 | 7.0516 | 7.4806 | 7.75 | 7.671 | 6.7847 | 5.4766 | 4.925 | 4.7669 | 4.7492 | 4.9185 | 5.2823 | 5.7653 | 6.0742
Wind | 9 | 1 | 4.4491 | 4.4696 | 4.4911 | 4.5277 | 4.4473 | 4.4437 | 4.5723 | 4.367 | 4.3027 | 4.6107 | 5.0812 | 5.3161 | 5.4857 | 5.5643 | 5.3563 | 4.7321 | 4.0241 | 3.8339 | 3.8134 | 3.8563 | 3.9741 | 4.1357 | 4.1813 | 4.2705
Wind | 9 | 2 | 5.4355 | 5.1089 | 4.775 | 4.7798 | 4.9113 | 5.0911 | 5.1734 | 5.5661 | 6.079 | 6.9952 | 7.2379 | 8.0008 | 8.1403 | 7.8387 | 7.5815 | 7.1492 | 6.5145 | 5.6226 | 5.2742 | 5.179 | 5.071 | 5.2113 | 5.5161 | 5.6617
Wind | 9 | 3 | 5.6883 | 5.9267 | 5.9433 | 5.7783 | 5.5042 | 5.2025 | 4.815 | 4.1708 | 4.0367 | 4.195 | 4.2442 | 4.08 | 3.935 | 3.8958 | 3.8658 | 3.695 | 3.1758 | 2.9633 | 3.1258 | 3.4617 | 3.82 | 4.1175 | 4.7142 | 5.2008
Wind | 9 | 4 | 3.2952 | 3.329 | 3.7008 | 3.6315 | 3.3129 | 3.0395 | 2.8234 | 2.8492 | 2.9274 | 3.2056 | 3.5968 | 4.0266 | 4.3694 | 4.5839 | 4.8331 | 4.9105 | 4.7524 | 4.3492 | 3.7629 | 3.3702 | 2.9282 | 2.825 | 2.9548 | 3.3089
Wind | 9 | 5 | 0.875 | 0.85833 | 0.83333 | 0.79083 | 0.76417 | 0.68917 | 0.84 | 1.2008 | 1.5675 | 2.0617 | 2.5925 | 2.9008 | 2.9175 | 2.9283 | 2.8292 | 2.7417 | 2.5658 | 2.4 | 1.9358 | 1.2467 | 0.99417 | 0.9125 | 0.89167 | 0.87917
Wind | 9 | 6 | 0.30887 | 0.32581 | 0.3371 | 0.34274 | 0.33306 | 0.25806 | 0.18468 | 0.14677 | 0.13387 | 0.20242 | 0.33387 | 0.39516 | 0.36694 | 0.35323 | 0.35242 | 0.39355 | 0.50161 | 0.92661 | 1.2839 | 0.64032 | 0.3371 | 0.28306 | 0.27984 | 0.29032
Wind | 9 | 7 | 0.42984 | 0.40484 | 0.35565 | 0.29919 | 0.26371 | 0.25081 | 0.22016 | 0.27742 | 0.38387 | 0.46129 | 0.64919 | 0.84032 | 0.93629 | 1.0089 | 1.0718 | 1.1758 | 1.1847 | 1.2815 | 1.1742 | 0.74194 | 0.5629 | 0.48468 | 0.44597 | 0.4371
Wind | 9 | 8 | 0.62833 | 0.63 | 0.63833 | 0.62667 | 0.6025 | 0.5625 | 0.48333 | 0.51417 | 0.79 | 1.0742 | 1.4158 | 1.6817 | 1.895 | 2.0142 | 1.9325 | 1.7517 | 1.6783 | 1.8417 | 1.4342 | 1.1 | 0.89833 | 0.78417 | 0.7325 | 0.63167
Wind | 9 | 9 | 1.2129 | 1.1347 | 1.0024 | 0.86532 | 0.77339 | 0.87339 | 1.0484 | 1.0073 | 1.1185 | 1.2419 | 1.4339 | 1.625 | 1.6508 | 1.5806 | 1.4637 | 1.4992 | 1.6839 | 1.5621 | 1.2581 | 1.1532 | 1.125 | 1.1718 | 1.2355 | 1.2125
Wind | 9 | 10 | 4.1767 | 4.1367 | 4.05 | 4.0725 | 3.9792 | 3.82 | 3.8008 | 3.4642 | 3.165 | 3.0433 | 3.0375 | 2.9117 | 2.6783 | 2.4167 | 2.045 | 1.8267 | 1.7192 | 1.6642 | 1.8883 | 2.2583 | 2.6567 | 3.2025 | 3.7108 | 4.0658
Wind | 9 | 11 | 1.6859 | 1.5742 | 1.3266 | 1.1677 | 1.121 | 1.0718 | 0.97581 | 0.77419 | 0.5129 | 0.475 | 0.5371 | 0.70645 | 0.86452 | 0.9 | 0.96935 | 1.1573 | 1.1992 | 1.0984 | 1.0363 | 1.0226 | 1.1508 | 1.404 | 1.6871 | 1.7806
Wind | 10 | 0 | 6.2125 | 6.1508 | 5.9234 | 5.7685 | 5.729 | 5.9089 | 5.9371 | 5.6815 | 5.696 | 6.2613 | 6.6685 | 7.0516 | 7.4806 | 7.75 | 7.671 | 6.7847 | 5.4766 | 4.925 | 4.7669 | 4.7492 | 4.9185 | 5.2823 | 5.7653 | 6.0742
Wind | 10 | 1 | 4.4491 | 4.4696 | 4.4911 | 4.5277 | 4.4473 | 4.4437 | 4.5723 | 4.367 | 4.3027 | 4.6107 | 5.0812 | 5.3161 | 5.4857 | 5.5643 | 5.3563 | 4.7321 | 4.0241 | 3.8339 | 3.8134 | 3.8563 | 3.9741 | 4.1357 | 4.1813 | 4.2705
Wind | 10 | 2 | 5.4355 | 5.1089 | 4.775 | 4.7798 | 4.9113 | 5.0911 | 5.1734 | 5.5661 | 6.079 | 6.9952 | 7.2379 | 8.0008 | 8.1403 | 7.8387 | 7.5815 | 7.1492 | 6.5145 | 5.6226 | 5.2742 | 5.179 | 5.071 | 5.2113 | 5.5161 | 5.6617
Wind | 10 | 3 | 5.6883 | 5.9267 | 5.9433 | 5.7783 | 5.5042 | 5.2025 | 4.815 | 4.1708 | 4.0367 | 4.195 | 4.2442 | 4.08 | 3.935 | 3.8958 | 3.8658 | 3.695 | 3.1758 | 2.9633 | 3.1258 | 3.4617 | 3.82 | 4.1175 | 4.7142 | 5.2008
Wind | 10 | 4 | 3.2952 | 3.329 | 3.7008 | 3.6315 | 3.3129 | 3.0395 | 2.8234 | 2.8492 | 2.9274 | 3.2056 | 3.5968 | 4.0266 | 4.3694 | 4.5839 | 4.8331 | 4.9105 | 4.7524 | 4.3492 | 3.7629 | 3.3702 | 2.9282 | 2.825 | 2.9548 | 3.3089
Wind | 10 | 5 | 0.875 | 0.85833 | 0.83333 | 0.79083 | 0.76417 | 0.68917 | 0.84 | 1.2008 | 1.5675 | 2.0617 | 2.5925 | 2.9008 | 2.9175 | 2.9283 | 2.8292 | 2.7417 | 2.5658 | 2.4 | 1.9358 | 1.2467 | 0.99417 | 0.9125 | 0.89167 | 0.87917
Wind | 10 | 6 | 0.30887 | 0.32581 | 0.3371 | 0.34274 | 0.33306 | 0.25806 | 0.18468 | 0.14677 | 0.13387 | 0.20242 | 0.33387 | 0.39516 | 0.36694 | 0.35323 | 0.35242 | 0.39355 | 0.50161 | 0.92661 | 1.2839 | 0.64032 | 0.3371 | 0.28306 | 0.27984 | 0.29032
Wind | 10 | 7 | 0.42984 | 0.40484 | 0.35565 | 0.29919 | 0.26371 | 0.25081 | 0.22016 | 0.27742 | 0.38387 | 0.46129 | 0.64919 | 0.84032 | 0.93629 | 1.0089 | 1.0718 | 1.1758 | 1.1847 | 1.2815 | 1.1742 | 0.74194 | 0.5629 | 0.48468 | 0.44597 | 0.4371
Wind | 10 | 8 | 0.62833 | 0.63 | 0.63833 | 0.62667 | 0.6025 | 0.5625 | 0.48333 | 0.51417 | 0.79 | 1.0742 | 1.4158 | 1.6817 | 1.895 | 2.0142 | 1.9325 | 1.7517 | 1.6783 | 1.8417 | 1.4342 | 1.1 | 0.89833 | 0.78417 | 0.7325 | 0.63167
Wind | 10 | 9 | 1.2129 | 1.1347 | 1.0024 | 0.86532 | 0.77339 | 0.87339 | 1.0484 | 1.0073 | 1.1185 | 1.2419 | 1.4339 | 1.625 | 1.6508 | 1.5806 | 1.4637 | 1.4992 | 1.6839 | 1.5621 | 1.2581 | 1.1532 | 1.125 | 1.1718 | 1.2355 | 1.2125
Wind | 10 | 10 | 4.1767 | 4.1367 | 4.05 | 4.0725 | 3.9792 | 3.82 | 3.8008 | 3.4642 | 3.165 | 3.0433 | 3.0375 | 2.9117 | 2.6783 | 2.4167 | 2.045 | 1.8267 | 1.7192 | 1.6642 | 1.8883 | 2.2583 | 2.6567 | 3.2025 | 3.7108 | 4.0658
Wind | 10 | 11 | 1.6859 | 1.5742 | 1.3266 | 1.1677 | 1.121 | 1.0718 | 0.97581 | 0.77419 | 0.5129 | 0.475 | 0.5371 | 0.70645 | 0.86452 | 0.9 | 0.96935 | 1.1573 | 1.1992 | 1.0984 | 1.0363 | 1.0226 | 1.1508 | 1.404 | 1.6871 | 1.7806
Wind | 11 | 0 | 6.2125 | 6.1508 | 5.9234 | 5.7685 | 5.729 | 5.9089 | 5.9371 | 5.6815 | 5.696 | 6.2613 | 6.6685 | 7.0516 | 7.4806 | 7.75 | 7.671 | 6.7847 | 5.4766 | 4.925 | 4.7669 | 4.7492 | 4.9185 | 5.2823 | 5.7653 | 6.0742
Wind | 11 | 1 | 4.4491 | 4.4696 | 4.4911 | 4.5277 | 4.4473 | 4.4437 | 4.5723 | 4.367 | 4.3027 | 4.6107 | 5.0812 | 5.3161 | 5.4857 | 5.5643 | 5.3563 | 4.7321 | 4.0241 | 3.8339 | 3.8134 | 3.8563 | 3.9741 | 4.1357 | 4.1813 | 4.2705
Wind | 11 | 2 | 5.4355 | 5.1089 | 4.775 | 4.7798 | 4.9113 | 5.0911 | 5.1734 | 5.5661 | 6.079 | 6.9952 | 7.2379 | 8.0008 | 8.1403 | 7.8387 | 7.5815 | 7.1492 | 6.5145 | 5.6226 | 5.2742 | 5.179 | 5.071 | 5.2113 | 5.5161 | 5.6617
Wind | 11 | 3 | 5.6883 | 5.9267 | 5.9433 | 5.7783 | 5.5042 | 5.2025 | 4.815 | 4.1708 | 4.0367 | 4.195 | 4.2442 | 4.08 | 3.935 | 3.8958 | 3.8658 | 3.695 | 3.1758 | 2.9633 | 3.1258 | 3.4617 | 3.82 | 4.1175 | 4.7142 | 5.2008
Wind | 11 | 4 | 3.2952 | 3.329 | 3.7008 | 3.6315 | 3.3129 | 3.0395 | 2.8234 | 2.8492 | 2.9274 | 3.2056 | 3.5968 | 4.0266 | 4.3694 | 4.5839 | 4.8331 | 4.9105 | 4.7524 | 4.3492 | 3.7629 | 3.3702 | 2.9282 | 2.825 | 2.9548 | 3.3089
Wind | 11 | 5 | 0.875 | 0.85833 | 0.83333 | 0.79083 | 0.76417 | 0.68917 | 0.84 | 1.2008 | 1.5675 | 2.0617 | 2.5925 | 2.9008 | 2.9175 | 2.9283 | 2.8292 | 2.7417 | 2.5658 | 2.4 | 1.9358 | 1.2467 | 0.99417 | 0.9125 | 0.89167 | 0.87917
Wind | 11 | 6 | 0.30887 | 0.32581 | 0.3371 | 0.34274 | 0.33306 | 0.25806 | 0.18468 | 0.14677 | 0.13387 | 0.20242 | 0.33387 | 0.39516 | 0.36694 | 0.35323 | 0.35242 | 0.39355 | 0.50161 | 0.92661 | 1.2839 | 0.64032 | 0.3371 | 0.28306 | 0.27984 | 0.29032
Wind | 11 | 7 | 0.42984 | 0.40484 | 0.35565 | 0.29919 | 0.26371 | 0.25081 | 0.22016 | 0.27742 | 0.38387 | 0.46129 | 0.64919 | 0.84032 | 0.93629 | 1.0089 | 1.0718 | 1.1758 | 1.1847 | 1.2815 | 1.1742 | 0.74194 | 0.5629 | 0.48468 | 0.44597 | 0.4371
Wind | 11 | 8 | 0.62833 | 0.63 | 0.63833 | 0.62667 | 0.6025 | 0.5625 | 0.48333 | 0.51417 | 0.79 | 1.0742 | 1.4158 | 1.6817 | 1.895 | 2.0142 | 1.9325 | 1.7517 | 1.6783 | 1.8417 | 1.4342 | 1.1 | 0.89833 | 0.78417 | 0.7325 | 0.63167
Wind | 11 | 9 | 1.2129 | 1.1347 | 1.0024 | 0.86532 | 0.77339 | 0.87339 | 1.0484 | 1.0073 | 1.1185 | 1.2419 | 1.4339 | 1.625 | 1.6508 | 1.5806 | 1.4637 | 1.4992 | 1.6839 | 1.5621 | 1.2581 | 1.1532 | 1.125 | 1.1718 | 1.2355 | 1.2125
Wind | 11 | 10 | 4.1767 | 4.1367 | 4.05 | 4.0725 | 3.9792 | 3.82 | 3.8008 | 3.4642 | 3.165 | 3.0433 | 3.0375 | 2.9117 | 2.6783 | 2.4167 | 2.045 | 1.8267 | 1.7192 | 1.6642 | 1.8883 | 2.2583 | 2.6567 | 3.2025 | 3.7108 | 4.0658
Wind | 11 | 11 | 1.6859 | 1.5742 | 1.3266 | 1.1677 | 1.121 | 1.0718 | 0.97581 | 0.77419 | 0.5129 | 0.475 | 0.5371 | 0.70645 | 0.86452 | 0.9 | 0.96935 | 1.1573 | 1.1992 | 1.0984 | 1.0363 | 1.0226 | 1.1508 | 1.404 | 1.6871 | 1.7806
Wind | 12 | 0 | 6.2125 | 6.1508 | 5.9234 | 5.7685 | 5.729 | 5.9089 | 5.9371 | 5.6815 | 5.696 | 6.2613 | 6.6685 | 7.0516 | 7.4806 | 7.75 | 7.671 | 6.7847 | 5.4766 | 4.925 | 4.7669 | 4.7492 | 4.9185 | 5.2823 | 5.7653 | 6.0742
Wind | 12 | 1 | 4.4491 | 4.4696 | 4.4911 | 4.5277 | 4.4473 | 4.4437 | 4.5723 | 4.367 | 4.3027 | 4.6107 | 5.0812 | 5.3161 | 5.4857 | 5.5643 | 5.3563 | 4.7321 | 4.0241 | 3.8339 | 3.8134 | 3.8563 | 3.9741 | 4.1357 | 4.1813 | 4.2705
Wind | 12 | 2 | 5.4355 | 5.1089 | 4.775 | 4.7798 | 4.9113 | 5.0911 | 5.1734 | 5.5661 | 6.079 | 6.9952 | 7.2379 | 8.0008 | 8.1403 | 7.8387 | 7.5815 | 7.1492 | 6.5145 | 5.6226 | 5.2742 | 5.179 | 5.071 | 5.2113 | 5.5161 | 5.6617
Wind | 12 | 3 | 5.6883 | 5.9267 | 5.9433 | 5.7783 | 5.5042 | 5.2025 | 4.815 | 4.1708 | 4.0367 | 4.195 | 4.2442 | 4.08 | 3.935 | 3.8958 | 3.8658 | 3.695 | 3.1758 | 2.9633 | 3.1258 | 3.4617 | 3.82 | 4.1175 | 4.7142 | 5.2008
Wind | 12 | 4 | 3.2952 | 3.329 | 3.7008 | 3.6315 | 3.3129 | 3.0395 | 2.8234 | 2.8492 | 2.9274 | 3.2056 | 3.5968 | 4.0266 | 4.3694 | 4.5839 | 4.8331 | 4.9105 | 4.7524 | 4.3492 | 3.7629 | 3.3702 | 2.9282 | 2.825 | 2.9548 | 3.3089
Wind | 12 | 5 | 0.875 | 0.85833 | 0.83333 | 0.79083 | 0.76417 | 0.68917 | 0.84 | 1.2008 | 1.5675 | 2.0617 | 2.5925 | 2.9008 | 2.9175 | 2.9283 | 2.8292 | 2.7417 | 2.5658 | 2.4 | 1.9358 | 1.2467 | 0.99417 | 0.9125 | 0.89167 | 0.87917
Wind | 12 | 6 | 0.30887 | 0.32581 | 0.3371 | 0.34274 | 0.33306 | 0.25806 | 0.18468 | 0.14677 | 0.13387 | 0.20242 | 0.33387 | 0.39516 | 0.36694 | 0.35323 | 0.35242 | 0.39355 | 0.50161 | 0.92661 | 1.2839 | 0.64032 | 0.3371 | 0.28306 | 0.27984 | 0.29032
Wind | 12 | 7 | 0.42984 | 0.40484 | 0.35565 | 0.29919 | 0.26371 | 0.25081 | 0.22016 | 0.27742 | 0.38387 | 0.46129 | 0.64919 | 0.84032 | 0.93629 | 1.0089 | 1.0718 | 1.1758 | 1.1847 | 1.2815 | 1.1742 | 0.74194 | 0.5629 | 0.48468 | 0.44597 | 0.4371
Wind | 12 | 8 | 0.62833 | 0.63 | 0.63833 | 0.62667 | 0.6025 | 0.5625 | 0.48333 | 0.51417 | 0.79 | 1.0742 | 1.4158 | 1.6817 | 1.895 | 2.0142 | 1.9325 | 1.7517 | 1.6783 | 1.8417 | 1.4342 | 1.1 | 0.89833 | 0.78417 | 0.7325 | 0.63167
Wind | 12 | 9 | 1.2129 | 1.1347 | 1.0024 | 0.86532 | 0.77339 | 0.87339 | 1.0484 | 1.0073 | 1.1185 | 1.2419 | 1.4339 | 1.625 | 1.6508 | 1.5806 | 1.4637 | 1.4992 | 1.6839 | 1.5621 | 1.2581 | 1.1532 | 1.125 | 1.1718 | 1.2355 | 1.2125
Wind | 12 | 10 | 4.1767 | 4.1367 | 4.05 | 4.0725 | 3.9792 | 3.82 | 3.8008 | 3.4642 | 3.165 | 3.0433 | 3.0375 | 2.9117 | 2.6783 | 2.4167 | 2.045 | 1.8267 | 1.7192 | 1.6642 | 1.8883 | 2.2583 | 2.6567 | 3.2025 | 3.7108 | 4.0658
Wind | 12 | 11 | 1.6859 | 1.5742 | 1.3266 | 1.1677 | 1.121 | 1.0718 | 0.97581 | 0.77419 | 0.5129 | 0.475 | 0.5371 | 0.70645 | 0.86452 | 0.9 | 0.96935 | 1.1573 | 1.1992 | 1.0984 | 1.0363 | 1.0226 | 1.1508 | 1.404 | 1.6871 | 1.7806
Wind | 13 | 0 | 6.2125 | 6.1508 | 5.9234 | 5.7685 | 5.729 | 5.9089 | 5.9371 | 5.6815 | 5.696 | 6.2613 | 6.6685 | 7.0516 | 7.4806 | 7.75 | 7.671 | 6.7847 | 5.4766 | 4.925 | 4.7669 | 4.7492 | 4.9185 | 5.2823 | 5.7653 | 6.0742
Wind | 13 | 1 | 4.4491 | 4.4696 | 4.4911 | 4.5277 | 4.4473 | 4.4437 | 4.5723 | 4.367 | 4.3027 | 4.6107 | 5.0812 | 5.3161 | 5.4857 | 5.5643 | 5.3563 | 4.7321 | 4.0241 | 3.8339 | 3.8134 | 3.8563 | 3.9741 | 4.1357 | 4.1813 | 4.2705
Wind | 13 | 2 | 5.4355 | 5.1089 | 4.775 | 4.7798 | 4.9113 | 5.0911 | 5.1734 | 5.5661 | 6.079 | 6.9952 | 7.2379 | 8.0008 | 8.1403 | 7.8387 | 7.5815 | 7.1492 | 6.5145 | 5.6226 | 5.2742 | 5.179 | 5.071 | 5.2113 | 5.5161 | 5.6617
Wind | 13 | 3 | 5.6883 | 5.9267 | 5.9433 | 5.7783 | 5.5042 | 5.2025 | 4.815 | 4.1708 | 4.0367 | 4.195 | 4.2442 | 4.08 | 3.935 | 3.8958 | 3.8658 | 3.695 | 3.1758 | 2.9633 | 3.1258 | 3.4617 | 3.82 | 4.1175 | 4.7142 | 5.2008
Wind | 13 | 4 | 3.2952 | 3.329 | 3.7008 | 3.6315 | 3.3129 | 3.0395 | 2.8234 | 2.8492 | 2.9274 | 3.2056 | 3.5968 | 4.0266 | 4.3694 | 4.5839 | 4.8331 | 4.9105 | 4.7524 | 4.3492 | 3.7629 | 3.3702 | 2.9282 | 2.825 | 2.9548 | 3.3089
Wind | 13 | 5 | 0.875 | 0.85833 | 0.83333 | 0.79083 | 0.76417 | 0.68917 | 0.84 | 1.2008 | 1.5675 | 2.0617 | 2.5925 | 2.9008 | 2.9175 | 2.9283 | 2.8292 | 2.7417 | 2.5658 | 2.4 | 1.9358 | 1.2467 | 0.99417 | 0.9125 | 0.89167 | 0.87917
Wind | 13 | 6 | 0.30887 | 0.32581 | 0.3371 | 0.34274 | 0.33306 | 0.25806 | 0.18468 | 0.14677 | 0.13387 | 0.20242 | 0.33387 | 0.39516 | 0.36694 | 0.35323 | 0.35242 | 0.39355 | 0.50161 | 0.92661 | 1.2839 | 0.64032 | 0.3371 | 0.28306 | 0.27984 | 0.29032
Wind | 13 | 7 | 0.42984 | 0.40484 | 0.35565 | 0.29919 | 0.26371 | 0.25081 | 0.22016 | 0.27742 | 0.38387 | 0.46129 | 0.64919 | 0.84032 | 0.93629 | 1.0089 | 1.0718 | 1.1758 | 1.1847 | 1.2815 | 1.1742 | 0.74194 | 0.5629 | 0.48468 | 0.44597 | 0.4371
Wind | 13 | 8 | 0.62833 | 0.63 | 0.63833 | 0.62667 | 0.6025 | 0.5625 | 0.48333 | 0.51417 | 0.79 | 1.0742 | 1.4158 | 1.6817 | 1.895 | 2.0142 | 1.9325 | 1.7517 | 1.6783 | 1.8417 | 1.4342 | 1.1 | 0.89833 | 0.78417 | 0.7325 | 0.63167
Wind | 13 | 9 | 1.2129 | 1.1347 | 1.0024 | 0.86532 | 0.77339 | 0.87339 | 1.0484 | 1.0073 | 1.1185 | 1.2419 | 1.4339 | 1.625 | 1.6508 | 1.5806 | 1.4637 | 1.4992 | 1.6839 | 1.5621 | 1.2581 | 1.1532 | 1.125 | 1.1718 | 1.2355 | 1.2125
Wind | 13 | 10 | 4.1767 | 4.1367 | 4.05 | 4.0725 | 3.9792 | 3.82 | 3.8008 | 3.4642 | 3.165 | 3.0433 | 3.0375 | 2.9117 | 2.6783 | 2.4167 | 2.045 | 1.8267 | 1.7192 | 1.6642 | 1.8883 | 2.2583 | 2.6567 | 3.2025 | 3.7108 | 4.0658
Wind | 13 | 11 | 1.6859 | 1.5742 | 1.3266 | 1.1677 | 1.121 | 1.0718 | 0.97581 | 0.77419 | 0.5129 | 0.475 | 0.5371 | 0.70645 | 0.86452 | 0.9 | 0.96935 | 1.1573 | 1.1992 | 1.0984 | 1.0363 | 1.0226 | 1.1508 | 1.404 | 1.6871 | 1.7806
Wind | 14 | 0 | 6.2125 | 6.1508 | 5.9234 | 5.7685 | 5.729 | 5.9089 | 5.9371 | 5.6815 | 5.696 | 6.2613 | 6.6685 | 7.0516 | 7.4806 | 7.75 | 7.671 | 6.7847 | 5.4766 | 4.925 | 4.7669 | 4.7492 | 4.9185 | 5.2823 | 5.7653 | 6.0742
Wind | 14 | 1 | 4.4491 | 4.4696 | 4.4911 | 4.5277 | 4.4473 | 4.4437 | 4.5723 | 4.367 | 4.3027 | 4.6107 | 5.0812 | 5.3161 | 5.4857 | 5.5643 | 5.3563 | 4.7321 | 4.0241 | 3.8339 | 3.8134 | 3.8563 | 3.9741 | 4.1357 | 4.1813 | 4.2705
Wind | 14 | 2 | 5.4355 | 5.1089 | 4.775 | 4.7798 | 4.9113 | 5.0911 | 5.1734 | 5.5661 | 6.079 | 6.9952 | 7.2379 | 8.0008 | 8.1403 | 7.8387 | 7.5815 | 7.1492 | 6.5145 | 5.6226 | 5.2742 | 5.179 | 5.071 | 5.2113 | 5.5161 | 5.6617
Wind | 14 | 3 | 5.6883 | 5.9267 | 5.9433 | 5.7783 | 5.5042 | 5.2025 | 4.815 | 4.1708 | 4.0367 | 4.195 | 4.2442 | 4.08 | 3.935 | 3.8958 | 3.8658 | 3.695 | 3.1758 | 2.9633 | 3.1258 | 3.4617 | 3.82 | 4.1175 | 4.7142 | 5.2008
Wind | 14 | 4 | 3.2952 | 3.329 | 3.7008 | 3.6315 | 3.3129 | 3.0395 | 2.8234 | 2.8492 | 2.9274 | 3.2056 | 3.5968 | 4.0266 | 4.3694 | 4.5839 | 4.8331 | 4.9105 | 4.7524 | 4.3492 | 3.7629 | 3.3702 | 2.9282 | 2.825 | 2.9548 | 3.3089
Wind | 14 | 5 | 0.875 | 0.85833 | 0.83333 | 0.79083 | 0.76417 | 0.68917 | 0.84 | 1.2008 | 1.5675 | 2.0617 | 2.5925 | 2.9008 | 2.9175 | 2.9283 | 2.8292 | 2.7417 | 2.5658 | 2.4 | 1.9358 | 1.2467 | 0.99417 | 0.9125 | 0.89167 | 0.87917
Wind | 14 | 6 | 0.30887 | 0.32581 | 0.3371 | 0.34274 | 0.33306 | 0.25806 | 0.18468 | 0.14677 | 0.13387 | 0.20242 | 0.33387 | 0.39516 | 0.36694 | 0.35323 | 0.35242 | 0.39355 | 0.50161 | 0.92661 | 1.2839 | 0.64032 | 0.3371 | 0.28306 | 0.27984 | 0.29032
Wind | 14 | 7 | 0.42984 | 0.40484 | 0.35565 | 0.29919 | 0.26371 | 0.25081 | 0.22016 | 0.27742 | 0.38387 | 0.46129 | 0.64919 | 0.84032 | 0.93629 | 1.0089 | 1.0718 | 1.1758 | 1.1847 | 1.2815 | 1.1742 | 0.74194 | 0.5629 | 0.48468 | 0.44597 | 0.4371
Wind | 14 | 8 | 0.62833 | 0.63 | 0.63833 | 0.62667 | 0.6025 | 0.5625 | 0.48333 | 0.51417 | 0.79 | 1.0742 | 1.4158 | 1.6817 | 1.895 | 2.0142 | 1.9325 | 1.7517 | 1.6783 | 1.8417 | 1.4342 | 1.1 | 0.89833 | 0.78417 | 0.7325 | 0.63167
Wind | 14 | 9 | 1.2129 | 1.1347 | 1.0024 | 0.86532 | 0.77339 | 0.87339 | 1.0484 | 1.0073 | 1.1185 | 1.2419 | 1.4339 | 1.625 | 1.6508 | 1.5806 | 1.4637 | 1.4992 | 1.6839 | 1.5621 | 1.2581 | 1.1532 | 1.125 | 1.1718 | 1.2355 | 1.2125
Wind | 14 | 10 | 4.1767 | 4.1367 | 4.05 | 4.0725 | 3.9792 | 3.82 | 3.8008 | 3.4642 | 3.165 | 3.0433 | 3.0375 | 2.9117 | 2.6783 | 2.4167 | 2.045 | 1.8267 | 1.7192 | 1.6642 | 1.8883 | 2.2583 | 2.6567 | 3.2025 | 3.7108 | 4.0658
Wind | 14 | 11 | 1.6859 | 1.5742 | 1.3266 | 1.1677 | 1.121 | 1.0718 | 0.97581 | 0.77419 | 0.5129 | 0.475 | 0.5371 | 0.70645 | 0.86452 | 0.9 | 0.96935 | 1.1573 | 1.1992 | 1.0984 | 1.0363 | 1.0226 | 1.1508 | 1.404 | 1.6871 | 1.7806
Wind | 15 | 0 | 6.2125 | 6.1508 | 5.9234 | 5.7685 | 5.729 | 5.9089 | 5.9371 | 5.6815 | 5.696 | 6.2613 | 6.6685 | 7.0516 | 7.4806 | 7.75 | 7.671 | 6.7847 | 5.4766 | 4.925 | 4.7669 | 4.7492 | 4.9185 | 5.2823 | 5.7653 | 6.0742
Wind | 15 | 1 | 4.4491 | 4.4696 | 4.4911 | 4.5277 | 4.4473 | 4.4437 | 4.5723 | 4.367 | 4.3027 | 4.6107 | 5.0812 | 5.3161 | 5.4857 | 5.5643 | 5.3563 | 4.7321 | 4.0241 | 3.8339 | 3.8134 | 3.8563 | 3.9741 | 4.1357 | 4.1813 | 4.2705
Wind | 15 | 2 | 5.4355 | 5.1089 | 4.775 | 4.7798 | 4.9113 | 5.0911 | 5.1734 | 5.5661 | 6.079 | 6.9952 | 7.2379 | 8.0008 | 8.1403 | 7.8387 | 7.5815 | 7.1492 | 6.5145 | 5.6226 | 5.2742 | 5.179 | 5.071 | 5.2113 | 5.5161 | 5.6617
Wind | 15 | 3 | 5.6883 | 5.9267 | 5.9433 | 5.7783 | 5.5042 | 5.2025 | 4.815 | 4.1708 | 4.0367 | 4.195 | 4.2442 | 4.08 | 3.935 | 3.8958 | 3.8658 | 3.695 | 3.1758 | 2.9633 | 3.1258 | 3.4617 | 3.82 | 4.1175 | 4.7142 | 5.2008
Wind | 15 | 4 | 3.2952 | 3.329 | 3.7008 | 3.6315 | 3.3129 | 3.0395 | 2.8234 | 2.8492 | 2.9274 | 3.2056 | 3.5968 | 4.0266 | 4.3694 | 4.5839 | 4.8331 | 4.9105 | 4.7524 | 4.3492 | 3.7629 | 3.3702 | 2.9282 | 2.825 | 2.9548 | 3.3089
Wind | 15 | 5 | 0.875 | 0.85833 | 0.83333 | 0.79083 | 0.76417 | 0.68917 | 0.84 | 1.2008 | 1.5675 | 2.0617 | 2.5925 | 2.9008 | 2.9175 | 2.9283 | 2.8292 | 2.7417 | 2.5658 | 2.4 | 1.9358 | 1.2467 | 0.99417 | 0.9125 | 0.89167 | 0.87917
Wind | 15 | 6 | 0.30887 | 0.32581 | 0.3371 | 0.34274 | 0.33306 | 0.25806 | 0.18468 | 0.14677 | 0.13387 | 0.20242 | 0.33387 | 0.39516 | 0.36694 | 0.35323 | 0.35242 | 0.39355 | 0.50161 | 0.92661 | 1.2839 | 0.64032 | 0.3371 | 0.28306 | 0.27984 | 0.29032
Wind | 15 | 7 | 0.42984 | 0.40484 | 0.35565 | 0.29919 | 0.26371 | 0.25081 | 0.22016 | 0.27742 | 0.38387 | 0.46129 | 0.64919 | 0.84032 | 0.93629 | 1.0089 | 1.0718 | 1.1758 | 1.1847 | 1.2815 | 1.1742 | 0.74194 | 0.5629 | 0.48468 | 0.44597 | 0.4371
Wind | 15 | 8 | 0.62833 | 0.63 | 0.63833 | 0.62667 | 0.6025 | 0.5625 | 0.48333 | 0.51417 | 0.79 | 1.0742 | 1.4158 | 1.6817 | 1.895 | 2.0142 | 1.9325 | 1.7517 | 1.6783 | 1.8417 | 1.4342 | 1.1 | 0.89833 | 0.78417 | 0.7325 | 0.63167
Wind | 15 | 9 | 1.2129 | 1.1347 | 1.0024 | 0.86532 | 0.77339 | 0.87339 | 1.0484 | 1.0073 | 1.1185 | 1.2419 | 1.4339 | 1.625 | 1.6508 | 1.5806 | 1.4637 | 1.4992 | 1.6839 | 1.5621 | 1.2581 | 1.1532 | 1.125 | 1.1718 | 1.2355 | 1.2125
Wind | 15 | 10 | 4.1767 | 4.1367 | 4.05 | 4.0725 | 3.9792 | 3.82 | 3.8008 | 3.4642 | 3.165 | 3.0433 | 3.0375 | 2.9117 | 2.6783 | 2.4167 | 2.045 | 1.8267 | 1.7192 | 1.6642 | 1.8883 | 2.2583 | 2.6567 | 3.2025 | 3.7108 | 4.0658
Wind | 15 | 11 | 1.6859 | 1.5742 | 1.3266 | 1.1677 | 1.121 | 1.0718 | 0.97581 | 0.77419 | 0.5129 | 0.475 | 0.5371 | 0.70645 | 0.86452 | 0.9 | 0.96935 | 1.1573 | 1.1992 | 1.0984 | 1.0363 | 1.0226 | 1.1508 | 1.404 | 1.6871 | 1.7806
Wind | 16 | 0 | 6.2125 | 6.1508 | 5.9234 | 5.7685 | 5.729 | 5.9089 | 5.9371 | 5.6815 | 5.696 | 6.2613 | 6.6685 | 7.0516 | 7.4806 | 7.75 | 7.671 | 6.7847 | 5.4766 | 4.925 | 4.7669 | 4.7492 | 4.9185 | 5.2823 | 5.7653 | 6.0742
Wind | 16 | 1 | 4.4491 | 4.4696 | 4.4911 | 4.5277 | 4.4473 | 4.4437 | 4.5723 | 4.367 | 4.3027 | 4.6107 | 5.0812 | 5.3161 | 5.4857 | 5.5643 | 5.3563 | 4.7321 | 4.0241 | 3.8339 | 3.8134 | 3.8563 | 3.9741 | 4.1357 | 4.1813 | 4.2705
Wind | 16 | 2 | 5.4355 | 5.1089 | 4.775 | 4.7798 | 4.9113 | 5.0911 | 5.1734 | 5.5661 | 6.079 | 6.9952 | 7.2379 | 8.0008 | 8.1403 | 7.8387 | 7.5815 | 7.1492 | 6.5145 | 5.6226 | 5.2742 | 5.179 | 5.071 | 5.2113 | 5.5161 | 5.6617
Wind | 16 | 3 | 5.6883 | 5.9267 | 5.9433 | 5.7783 | 5.5042 | 5.2025 | 4.815 | 4.1708 | 4.0367 | 4.195 | 4.2442 | 4.08 | 3.935 | 3.8958 | 3.8658 | 3.695 | 3.1758 | 2.9633 | 3.1258 | 3.4617 | 3.82 | 4.1175 | 4.7142 | 5.2008
Wind | 16 | 4 | 3.2952 | 3.329 | 3.7008 | 3.6315 | 3.3129 | 3.0395 | 2.8234 | 2.8492 | 2.9274 | 3.2056 | 3.5968 | 4.0266 | 4.3694 | 4.5839 | 4.8331 | 4.9105 | 4.7524 | 4.3492 | 3.7629 | 3.3702 | 2.9282 | 2.825 | 2.9548 | 3.3089
Wind | 16 | 5 | 0.875 | 0.85833 | 0.83333 | 0.79083 | 0.76417 | 0.68917 | 0.84 | 1.2008 | 1.5675 | 2.0617 | 2.5925 | 2.9008 | 2.9175 | 2.9283 | 2.8292 | 2.7417 | 2.5658 | 2.4 | 1.9358 | 1.2467 | 0.99417 | 0.9125 | 0.89167 | 0.87917
Wind | 16 | 6 | 0.30887 | 0.32581 | 0.3371 | 0.34274 | 0.33306 | 0.25806 | 0.18468 | 0.14677 | 0.13387 | 0.20242 | 0.33387 | 0.39516 | 0.36694 | 0.35323 | 0.35242 | 0.39355 | 0.50161 | 0.92661 | 1.2839 | 0.64032 | 0.3371 | 0.28306 | 0.27984 | 0.29032
Wind | 16 | 7 | 0.42984 | 0.40484 | 0.35565 | 0.29919 | 0.26371 | 0.25081 | 0.22016 | 0.27742 | 0.38387 | 0.46129 | 0.64919 | 0.84032 | 0.93629 | 1.0089 | 1.0718 | 1.1758 | 1.1847 | 1.2815 | 1.1742 | 0.74194 | 0.5629 | 0.48468 | 0.44597 | 0.4371
Wind | 16 | 8 | 0.62833 | 0.63 | 0.63833 | 0.62667 | 0.6025 | 0.5625 | 0.48333 | 0.51417 | 0.79 | 1.0742 | 1.4158 | 1.6817 | 1.895 | 2.0142 | 1.9325 | 1.7517 | 1.6783 | 1.8417 | 1.4342 | 1.1 | 0.89833 | 0.78417 | 0.7325 | 0.63167
Wind | 16 | 9 | 1.2129 | 1.1347 | 1.0024 | 0.86532 | 0.77339 | 0.87339 | 1.0484 | 1.0073 | 1.1185 | 1.2419 | 1.4339 | 1.625 | 1.6508 | 1.5806 | 1.4637 | 1.4992 | 1.6839 | 1.5621 | 1.2581 | 1.1532 | 1.125 | 1.1718 | 1.2355 | 1.2125
Wind | 16 | 10 | 4.1767 | 4.1367 | 4.05 | 4.0725 | 3.9792 | 3.82 | 3.8008 | 3.4642 | 3.165 | 3.0433 | 3.0375 | 2.9117 | 2.6783 | 2.4167 | 2.045 | 1.8267 | 1.7192 | 1.6642 | 1.8883 | 2.2583 | 2.6567 | 3.2025 | 3.7108 | 4.0658
Wind | 16 | 11 | 1.6859 | 1.5742 | 1.3266 | 1.1677 | 1.121 | 1.0718 | 0.97581 | 0.77419 | 0.5129 | 0.475 | 0.5371 | 0.70645 | 0.86452 | 0.9 | 0.96935 | 1.1573 | 1.1992 | 1.0984 | 1.0363 | 1.0226 | 1.1508 | 1.404 | 1.6871 | 1.7806
Wind | 17 | 0 | 6.2125 | 6.1508 | 5.9234 | 5.7685 | 5.729 | 5.9089 | 5.9371 | 5.6815 | 5.696 | 6.2613 | 6.6685 | 7.0516 | 7.4806 | 7.75 | 7.671 | 6.7847 | 5.4766 | 4.925 | 4.7669 | 4.7492 | 4.9185 | 5.2823 | 5.7653 | 6.0742
Wind | 17 | 1 | 4.4491 | 4.4696 | 4.4911 | 4.5277 | 4.4473 | 4.4437 | 4.5723 | 4.367 | 4.3027 | 4.6107 | 5.0812 | 5.3161 | 5.4857 | 5.5643 | 5.3563 | 4.7321 | 4.0241 | 3.8339 | 3.8134 | 3.8563 | 3.9741 | 4.1357 | 4.1813 | 4.2705
Wind | 17 | 2 | 5.4355 | 5.1089 | 4.775 | 4.7798 | 4.9113 | 5.0911 | 5.1734 | 5.5661 | 6.079 | 6.9952 | 7.2379 | 8.0008 | 8.1403 | 7.8387 | 7.5815 | 7.1492 | 6.5145 | 5.6226 | 5.2742 | 5.179 | 5.071 | 5.2113 | 5.5161 | 5.6617
Wind | 17 | 3 | 5.6883 | 5.9267 | 5.9433 | 5.7783 | 5.5042 | 5.2025 | 4.815 | 4.1708 | 4.0367 | 4.195 | 4.2442 | 4.08 | 3.935 | 3.8958 | 3.8658 | 3.695 | 3.1758 | 2.9633 | 3.1258 | 3.4617 | 3.82 | 4.1175 | 4.7142 | 5.2008
Wind | 17 | 4 | 3.2952 | 3.329 | 3.7008 | 3.6315 | 3.3129 | 3.0395 | 2.8234 | 2.8492 | 2.9274 | 3.2056 | 3.5968 | 4.0266 | 4.3694 | 4.5839 | 4.8331 | 4.9105 | 4.7524 | 4.3492 | 3.7629 | 3.3702 | 2.9282 | 2.825 | 2.9548 | 3.3089
Wind | 17 | 5 | 0.875 | 0.85833 | 0.83333 | 0.79083 | 0.76417 | 0.68917 | 0.84 | 1.2008 | 1.5675 | 2.0617 | 2.5925 | 2.9008 | 2.9175 | 2.9283 | 2.8292 | 2.7417 | 2.5658 | 2.4 | 1.9358 | 1.2467 | 0.99417 | 0.9125 | 0.89167 | 0.87917
Wind | 17 | 6 | 0.30887 | 0.32581 | 0.3371 | 0.34274 | 0.33306 | 0.25806 | 0.18468 | 0.14677 | 0.13387 | 0.20242 | 0.33387 | 0.39516 | 0.36694 | 0.35323 | 0.35242 | 0.39355 | 0.50161 | 0.92661 | 1.2839 | 0.64032 | 0.3371 | 0.28306 | 0.27984 | 0.29032
Wind | 17 | 7 | 0.42984 | 0.40484 | 0.35565 | 0.29919 | 0.26371 | 0.25081 | 0.22016 | 0.27742 | 0.38387 | 0.46129 | 0.64919 | 0.84032 | 0.93629 | 1.0089 | 1.0718 | 1.1758 | 1.1847 | 1.2815 | 1.1742 | 0.74194 | 0.5629 | 0.48468 | 0.44597 | 0.4371
Wind | 17 | 8 | 0.62833 | 0.63 | 0.63833 | 0.62667 | 0.6025 | 0.5625 | 0.48333 | 0.51417 | 0.79 | 1.0742 | 1.4158 | 1.6817 | 1.895 | 2.0142 | 1.9325 | 1.7517 | 1.6783 | 1.8417 | 1.4342 | 1.1 | 0.89833 | 0.78417 | 0.7325 | 0.63167
Wind | 17 | 9 | 1.2129 | 1.1347 | 1.0024 | 0.86532 | 0.77339 | 0.87339 | 1.0484 | 1.0073 | 1.1185 | 1.2419 | 1.4339 | 1.625 | 1.6508 | 1.5806 | 1.4637 | 1.4992 | 1.6839 | 1.5621 | 1.2581 | 1.1532 | 1.125 | 1.1718 | 1.2355 | 1.2125
Wind | 17 | 10 | 4.1767 | 4.1367 | 4.05 | 4.0725 | 3.9792 | 3.82 | 3.8008 | 3.4642 | 3.165 | 3.0433 | 3.0375 | 2.9117 | 2.6783 | 2.4167 | 2.045 | 1.8267 | 1.7192 | 1.6642 | 1.8883 | 2.2583 | 2.6567 | 3.2025 | 3.7108 | 4.0658
Wind | 17 | 11 | 1.6859 | 1.5742 | 1.3266 | 1.1677 | 1.121 | 1.0718 | 0.97581 | 0.77419 | 0.5129 | 0.475 | 0.5371 | 0.70645 | 0.86452 | 0.9 | 0.96935 | 1.1573 | 1.1992 | 1.0984 | 1.0363 | 1.0226 | 1.1508 | 1.404 | 1.6871 | 1.7806
Wind | 18 | 0 | 6.2125 | 6.1508 | 5.9234 | 5.7685 | 5.729 | 5.9089 | 5.9371 | 5.6815 | 5.696 | 6.2613 | 6.6685 | 7.0516 | 7.4806 | 7.75 | 7.671 | 6.7847 | 5.4766 | 4.925 | 4.7669 | 4.7492 | 4.9185 | 5.2823 | 5.7653 | 6.0742
Wind | 18 | 1 | 4.4491 | 4.4696 | 4.4911 | 4.5277 | 4.4473 | 4.4437 | 4.5723 | 4.367 | 4.3027 | 4.6107 | 5.0812 | 5.3161 | 5.4857 | 5.5643 | 5.3563 | 4.7321 | 4.0241 | 3.8339 | 3.8134 | 3.8563 | 3.9741 | 4.1357 | 4.1813 | 4.2705
Wind | 18 | 2 | 5.4355 | 5.1089 | 4.775 | 4.7798 | 4.9113 | 5.0911 | 5.1734 | 5.5661 | 6.079 | 6.9952 | 7.2379 | 8.0008 | 8.1403 | 7.8387 | 7.5815 | 7.1492 | 6.5145 | 5.6226 | 5.2742 | 5.179 | 5.071 | 5.2113 | 5.5161 | 5.6617
Wind | 18 | 3 | 5.6883 | 5.9267 | 5.9433 | 5.7783 | 5.5042 | 5.2025 | 4.815 | 4.1708 | 4.0367 | 4.195 | 4.2442 | 4.08 | 3.935 | 3.8958 | 3.8658 | 3.695 | 3.1758 | 2.9633 | 3.1258 | 3.4617 | 3.82 | 4.1175 | 4.7142 | 5.2008
Wind | 18 | 4 | 3.2952 | 3.329 | 3.7008 | 3.6315 | 3.3129 | 3.0395 | 2.8234 | 2.8492 | 2.9274 | 3.2056 | 3.5968 | 4.0266 | 4.3694 | 4.5839 | 4.8331 | 4.9105 | 4.7524 | 4.3492 | 3.7629 | 3.3702 | 2.9282 | 2.825 | 2.9548 | 3.3089
Wind | 18 | 5 | 0.875 | 0.85833 | 0.83333 | 0.79083 | 0.76417 | 0.68917 | 0.84 | 1.2008 | 1.5675 | 2.0617 | 2.5925 | 2.9008 | 2.9175 | 2.9283 | 2.8292 | 2.7417 | 2.5658 | 2.4 | 1.9358 | 1.2467 | 0.99417 | 0.9125 | 0.89167 | 0.87917
Wind | 18 | 6 | 0.30887 | 0.32581 | 0.3371 | 0.34274 | 0.33306 | 0.25806 | 0.18468 | 0.14677 | 0.13387 | 0.20242 | 0.33387 | 0.39516 | 0.36694 | 0.35323 | 0.35242 | 0.39355 | 0.50161 | 0.92661 | 1.2839 | 0.64032 | 0.3371 | 0.28306 | 0.27984 | 0.29032
Wind | 18 | 7 | 0.42984 | 0.40484 | 0.35565 | 0.29919 | 0.26371 | 0.25081 | 0.22016 | 0.27742 | 0.38387 | 0.46129 | 0.64919 | 0.84032 | 0.93629 | 1.0089 | 1.0718 | 1.1758 | 1.1847 | 1.2815 | 1.1742 | 0.74194 | 0.5629 | 0.48468 | 0.44597 | 0.4371
Wind | 18 | 8 | 0.62833 | 0.63 | 0.63833 | 0.62667 | 0.6025 | 0.5625 | 0.48333 | 0.51417 | 0.79 | 1.0742 | 1.4158 | 1.6817 | 1.895 | 2.0142 | 1.9325 | 1.7517 | 1.6783 | 1.8417 | 1.4342 | 1.1 | 0.89833 | 0.78417 | 0.7325 | 0.63167
Wind | 18 | 9 | 1.2129 | 1.1347 | 1.0024 | 0.86532 | 0.77339 | 0.87339 | 1.0484 | 1.0073 | 1.1185 | 1.2419 | 1.4339 | 1.625 | 1.6508 | 1.5806 | 1.4637 | 1.4992 | 1.6839 | 1.5621 | 1.2581 | 1.1532 | 1.125 | 1.1718 | 1.2355 | 1.2125
Wind | 18 | 10 | 4.1767 | 4.1367 | 4.05 | 4.0725 | 3.9792 | 3.82 | 3.8008 | 3.4642 | 3.165 | 3.0433 | 3.0375 | 2.9117 | 2.6783 | 2.4167 | 2.045 | 1.8267 | 1.7192 | 1.6642 | 1.8883 | 2.2583 | 2.6567 | 3.2025 | 3.7108 | 4.0658
Wind | 18 | 11 | 1.6859 | 1.5742 | 1.3266 | 1.1677 | 1.121 | 1.0718 | 0.97581 | 0.77419 | 0.5129 | 0.475 | 0.5371 | 0.70645 | 0.86452 | 0.9 | 0.96935 | 1.1573 | 1.1992 | 1.0984 | 1.0363 | 1.0226 | 1.1508 | 1.404 | 1.6871 | 1.7806
Wind | 19 | 0 | 6.2125 | 6.1508 | 5.9234 | 5.7685 | 5.729 | 5.9089 | 5.9371 | 5.6815 | 5.696 | 6.2613 | 6.6685 | 7.0516 | 7.4806 | 7.75 | 7.671 | 6.7847 | 5.4766 | 4.925 | 4.7669 | 4.7492 | 4.9185 | 5.2823 | 5.7653 | 6.0742
Wind | 19 | 1 | 4.4491 | 4.4696 | 4.4911 | 4.5277 | 4.4473 | 4.4437 | 4.5723 | 4.367 | 4.3027 | 4.6107 | 5.0812 | 5.3161 | 5.4857 | 5.5643 | 5.3563 | 4.7321 | 4.0241 | 3.8339 | 3.8134 | 3.8563 | 3.9741 | 4.1357 | 4.1813 | 4.2705
Wind | 19 | 2 | 5.4355 | 5.1089 | 4.775 | 4.7798 | 4.9113 | 5.0911 | 5.1734 | 5.5661 | 6.079 | 6.9952 | 7.2379 | 8.0008 | 8.1403 | 7.8387 | 7.5815 | 7.1492 | 6.5145 | 5.6226 | 5.2742 | 5.179 | 5.071 | 5.2113 | 5.5161 | 5.6617
Wind | 19 | 3 | 5.6883 | 5.9267 | 5.9433 | 5.7783 | 5.5042 | 5.2025 | 4.815 | 4.1708 | 4.0367 | 4.195 | 4.2442 | 4.08 | 3.935 | 3.8958 | 3.8658 | 3.695 | 3.1758 | 2.9633 | 3.1258 | 3.4617 | 3.82 | 4.1175 | 4.7142 | 5.2008
Wind | 19 | 4 | 3.2952 | 3.329 | 3.7008 | 3.6315 | 3.3129 | 3.0395 | 2.8234 | 2.8492 | 2.9274 | 3.2056 | 3.5968 | 4.0266 | 4.3694 | 4.5839 | 4.8331 | 4.9105 | 4.7524 | 4.3492 | 3.7629 | 3.3702 | 2.9282 | 2.825 | 2.9548 | 3.3089
Wind | 19 | 5 | 0.875 | 0.85833 | 0.83333 | 0.79083 | 0.76417 | 0.68917 | 0.84 | 1.2008 | 1.5675 | 2.0617 | 2.5925 | 2.9008 | 2.9175 | 2.9283 | 2.8292 | 2.7417 | 2.5658 | 2.4 | 1.9358 | 1.2467 | 0.99417 | 0.9125 | 0.89167 | 0.87917
Wind | 19 | 6 | 0.30887 | 0.32581 | 0.3371 | 0.34274 | 0.33306 | 0.25806 | 0.18468 | 0.14677 | 0.13387 | 0.20242 | 0.33387 | 0.39516 | 0.36694 | 0.35323 | 0.35242 | 0.39355 | 0.50161 | 0.92661 | 1.2839 | 0.64032 | 0.3371 | 0.28306 | 0.27984 | 0.29032
Wind | 19 | 7 | 0.42984 | 0.40484 | 0.35565 | 0.29919 | 0.26371 | 0.25081 | 0.22016 | 0.27742 | 0.38387 | 0.46129 | 0.64919 | 0.84032 | 0.93629 | 1.0089 | 1.0718 | 1.1758 | 1.1847 | 1.2815 | 1.1742 | 0.74194 | 0.5629 | 0.48468 | 0.44597 | 0.4371
Wind | 19 | 8 | 0.62833 | 0.63 | 0.63833 | 0.62667 | 0.6025 | 0.5625 | 0.48333 | 0.51417 | 0.79 | 1.0742 | 1.4158 | 1.6817 | 1.895 | 2.0142 | 1.9325 | 1.7517 | 1.6783 | 1.8417 | 1.4342 | 1.1 | 0.89833 | 0.78417 | 0.7325 | 0.63167
Wind | 19 | 9 | 1.2129 | 1.1347 | 1.0024 | 0.86532 | 0.77339 | 0.87339 | 1.0484 | 1.0073 | 1.1185 | 1.2419 | 1.4339 | 1.625 | 1.6508 | 1.5806 | 1.4637 | 1.4992 | 1.6839 | 1.5621 | 1.2581 | 1.1532 | 1.125 | 1.1718 | 1.2355 | 1.2125
Wind | 19 | 10 | 4.1767 | 4.1367 | 4.05 | 4.0725 | 3.9792 | 3.82 | 3.8008 | 3.4642 | 3.165 | 3.0433 | 3.0375 | 2.9117 | 2.6783 | 2.4167 | 2.045 | 1.8267 | 1.7192 | 1.6642 | 1.8883 | 2.2583 | 2.6567 | 3.2025 | 3.7108 | 4.0658
Wind | 19 | 11 | 1.6859 | 1.5742 | 1.3266 | 1.1677 | 1.121 | 1.0718 | 0.97581 | 0.77419 | 0.5129 | 0.475 | 0.5371 | 0.70645 | 0.86452 | 0.9 | 0.96935 | 1.1573 | 1.1992 | 1.0984 | 1.0363 | 1.0226 | 1.1508 | 1.404 | 1.6871 | 1.7806

## Charging
Storage Technology | Year | Day | Hour 0 | Hour 1 | Hour 2 | Hour 3 | Hour 4 | Hour 5 | Hour 6 | Hour 7 | Hour 8 | Hour 9 | Hour 10 | Hour 11 | Hour 12 | Hour 13 | Hour 14 | Hour 15 | Hour 16 | Hour 17 | Hour 18 | Hour 19 | Hour 20 | Hour 21 | Hour 22 | Hour 23
Battery | 0 | 0 | 0 | 0 | 0 | 0 | 0 | 0 | 0 | 0 | 2.4057 | 6.0537 | 6.5561 | 6.5561 | 6.5561 | 6.5561 | 3.8374 | 0 | 0 | 0 | 0 | 0 | 0 | 0 | 0 | 0
Battery | 0 | 1 | 0 | 0 | 0 | 0 | 0 | 0 | 0 | 0 | 2.4165 | 5.9502 | 6.5561 | 6.5561 | 6.5561 | 6.4224 | 3.0641 | 0 | 0 | 0 | 0 | 0 | 0 | 0 | 0 | 0
Battery | 0 | 2 | 0 | 0 | 0 | 0 | 0 | 0 | 0 | 0 | 0 | 2.5221 | 6.5561 | 6.5561 | 6.5561 | 6.5561 | 6.5561 | 3.2186 | 0 | 0 | 0 | 0 | 0 | 0 | 0 | 0
Battery | 0 | 3 | 0 | 0 | 0 | 0 | 0 | 0 | 0 | 0 | 0 | 2.8327 | 6.5561 | 6.5561 | 6.5561 | 6.5561 | 6.5561 | 2.9079 | 0 | 0 | 0 | 0 | 0 | 0 | 0 | 0
Battery | 0 | 4 | 0 | 0 | 0 | 0 | 0 | 0 | 0 | 0 | 0 | 2.1528 | 6.5561 | 6.5561 | 6.5561 | 6.5561 | 6.5561 | 3.5879 | 0 | 0 | 0 | 0 | 0 | 0 | 0 | 0
Battery | 0 | 5 | 0 | 0 | 0 | 0 | 0 | 0 | 0 | 0 | 0 | 5.5613 | 6.5561 | 6.5561 | 6.5561 | 6.5561 | 5.1648 | 1.5707 | 0 | 0 | 0 | 0 | 0 | 0 | 0 | 0
Battery | 0 | 6 | 0 | 0 | 0 | 0 | 0 | 0 | 0 | 0 | 3.3277 | 6.0622 | 5.869 | 6.5561 | 6.5561 | 5.078 | 2.6933 | 0 | 1.2477 | 0 | 0 | 0 | 0 | 0 | 0 | 0
Battery | 0 | 7 | 0 | 0 | 0 | 0 | 0 | 0 | 0 | 0 | 3.6804 | 6.4806 | 6.3224 | 6.5561 | 6.5561 | 5.6708 | 3.2549 | 0 | 0 | 0 | 0 | 0 | 0 | 0 | 0 | 0
Battery | 0 | 8 | 0 | 0 | 0 | 0 | 0 | 0 | 0 | 0 | 0.8138 | 6.5561 | 6.5561 | 6.5561 | 6.5561 | 6.5561 | 4.5935 | 0.33338 | 0 | 0 | 0 | 0 | 0 | 0 | 0 | 0
Battery | 0 | 9 | 0 | 0 | 0 | 0 | 0 | 0 | 0 | 0 | 1.9717 | 6.5561 | 6.5561 | 6.5561 | 6.5561 | 6.5561 | 3.7689 | 0 | 0 | 0 | 0 | 0 | 0 | 0 | 0 | 0
Battery | 0 | 10 | 0 | 0 | 0 | 0 | 0 | 0 | 0 | 0 | 3.1851 | 6.4311 | 6.5561 | 6.5561 | 6.5561 | 5.8219 | 2.8239 | 0 | 0 | 0 | 0 | 0 | 0 | 0 | 0 | 0
Battery | 0 | 11 | 0 | 0 | 0 | 0 | 0 | 0 | 0 | 0 | 1.3658 | 5.0712 | 5.6616 | 6.4738 | 6.0777 | 4.3857 | 1.0347 | 0 | 0 | 0 | 0 | 0 | 0 | 0 | 0 | 0
Battery | 1 | 0 | 0 | 0 | 0 | 0 | 0 | 0 | 0 | 0 | 0 | 0 | 0 | 0 | 0 | 0 | 0 | 0 | 0 | 0 | 0 | 0 | 0 | 0 | 0 | 0
Battery | 1 | 1 | 0 | 0 | 0 | 0 | 0 | 0 | 0 | 0 | 0 | 0 | 0 | 0 | 0 | 0 | 0 | 0 | 0 | 0 | 0 | 0 | 0 | 0 | 0 | 0
Battery | 1 | 2 | 0 | 0 | 0 | 0 | 0 | 0 | 0 | 0 | 0 | 0 | 0 | 0 | 0 | 0 | 0 | 0 | 0 | 0 | 0 | 0 | 0 | 0 | 0 | 0
Battery | 1 | 3 | 0 | 0 | 0 | 0 | 0 | 0 | 0 | 0 | 0 | 0 | 0 | 0 | 0 | 0 | 0 | 0 | 0 | 0 | 0 | 0 | 0 | 0 | 0 | 0
Battery | 1 | 4 | 0 | 0 | 0 | 0 | 0 | 0 | 0 | 0 | 0 | 0 | 0 | 0 | 0 | 0 | 0 | 0 | 0 | 0 | 0 | 0 | 0 | 0 | 0 | 0
Battery | 1 | 5 | 0 | 0 | 0 | 0 | 0 | 0 | 0 | 0 | 0 | 0 | 0 | 0 | 0 | 0 | 0 | 0 | 0 | 0 | 0 | 0 | 0 | 0 | 0 | 0
Battery | 1 | 6 | 0 | 0 | 0 | 0 | 0 | 0 | 0 | 0 | 0 | 0 | 0 | 0 | 0 | 0 | 0 | 0 | 0 | 0 | 0 | 0 | 0 | 0 | 0 | 0
Battery | 1 | 7 | 0 | 0 | 0 | 0 | 0 | 0 | 0 | 0 | 0 | 0 | 0 | 0 | 0 | 0 | 0 | 0 | 0 | 0 | 0 | 0 | 0 | 0 | 0 | 0
Battery | 1 | 8 | 0 | 0 | 0 | 0 | 0 | 0 | 0 | 0 | 0 | 0 | 0 | 0 | 0 | 0 | 0 | 0 | 0 | 0 | 0 | 0 | 0 | 0 | 0 | 0
Battery | 1 | 9 | 0 | 0 | 0 | 0 | 0 | 0 | 0 | 0 | 0 | 0 | 0 | 0 | 0 | 0 | 0 | 0 | 0 | 0 | 0 | 0 | 0 | 0 | 0 | 0
Battery | 1 | 10 | 0 | 0 | 0 | 0 | 0 | 0 | 0 | 0 | 0 | 0 | 0 | 0 | 0 | 0 | 0 | 0 | 0 | 0 | 0 | 0 | 0 | 0 | 0 | 0
Battery | 1 | 11 | 0 | 0 | 0 | 0 | 0 | 0 | 0 | 0 | 0 | 0 | 0 | 0 | 0 | 0 | 0 | 0 | 0 | 0 | 0 | 0 | 0 | 0 | 0 | 0
Battery | 2 | 0 | 0 | 0 | 0 | 0 | 0 | 0 | 0 | 0 | 0 | 0 | 0 | 0 | 0 | 0 | 0 | 0 | 0 | 0 | 0 | 0 | 0 | 0 | 0 | 0
Battery | 2 | 1 | 0 | 0 | 0 | 0 | 0 | 0 | 0 | 0 | 0 | 0 | 0 | 0 | 0 | 0 | 0 | 0 | 0 | 0 | 0 | 0 | 0 | 0 | 0 | 0
Battery | 2 | 2 | 0 | 0 | 0 | 0 | 0 | 0 | 0 | 0 | 0 | 0 | 0 | 0 | 0 | 0 | 0 | 0 | 0 | 0 | 0 | 0 | 0 | 0 | 0 | 0
Battery | 2 | 3 | 0 | 0 | 0 | 0 | 0 | 0 | 0 | 0 | 0 | 0 | 0 | 0 | 0 | 0 | 0 | 0 | 0 | 0 | 0 | 0 | 0 | 0 | 0 | 0
Battery | 2 | 4 | 0 | 0 | 0 | 0 | 0 | 0 | 0 | 0 | 0 | 0 | 0 | 0 | 0 | 0 | 0 | 0 | 0 | 0 | 0 | 0 | 0 | 0 | 0 | 0
Battery | 2 | 5 | 0 | 0 | 0 | 0 | 0 | 0 | 0 | 0 | 0 | 0 | 0 | 0 | 0 | 0 | 0 | 0 | 0 | 0 | 0 | 0 | 0 | 0 | 0 | 0
Battery | 2 | 6 | 0 | 0 | 0 | 0 | 0 | 0 | 0 | 0 | 0 | 0 | 0 | 0 | 0 | 0 | 0 | 0 | 0 | 0 | 0 | 0 | 0 | 0 | 0 | 0
Battery | 2 | 7 | 0 | 0 | 0 | 0 | 0 | 0 | 0 | 0 | 0 | 0 | 0 | 0 | 0 | 0 | 0 | 0 | 0 | 0 | 0 | 0 | 0 | 0 | 0 | 0
Battery | 2 | 8 | 0 | 0 | 0 | 0 | 0 | 0 | 0 | 0 | 0 | 0 | 0 | 0 | 0 | 0 | 0 | 0 | 0 | 0 | 0 | 0 | 0 | 0 | 0 | 0
Battery | 2 | 9 | 0 | 0 | 0 | 0 | 0 | 0 | 0 | 0 | 0 | 0 | 0 | 0 | 0 | 0 | 0 | 0 | 0 | 0 | 0 | 0 | 0 | 0 | 0 | 0
Battery | 2 | 10 | 0 | 0 | 0 | 0 | 0 | 0 | 0 | 0 | 0 | 0 | 0 | 0 | 0 | 0 | 0 | 0 | 0 | 0 | 0 | 0 | 0 | 0 | 0 | 0
Battery | 2 | 11 | 0 | 0 | 0 | 0 | 0 | 0 | 0 | 0 | 0 | 0 | 0 | 0 | 0 | 0 | 0 | 0 | 0 | 0 | 0 | 0 | 0 | 0 | 0 | 0
Battery | 3 | 0 | 0 | 0 | 0 | 0 | 0 | 0 | 0 | 0 | 0 | 0 | 0 | 0 | 0 | 0 | 0 | 0 | 0 | 0 | 0 | 0 | 0 | 0 | 0 | 0
Battery | 3 | 1 | 0 | 0 | 0 | 0 | 0 | 0 | 0 | 0 | 0 | 0 | 0 | 0 | 0 | 0 | 0 | 0 | 0 | 0 | 0 | 0 | 0 | 0 | 0 | 0
Battery | 3 | 2 | 0 | 0 | 0 | 0 | 0 | 0 | 0 | 0 | 0 | 0 | 0 | 0 | 0 | 0 | 0 | 0 | 0 | 0 | 0 | 0 | 0 | 0 | 0 | 0
Battery | 3 | 3 | 0 | 0 | 0 | 0 | 0 | 0 | 0 | 0 | 0 | 0 | 0 | 0 | 0 | 0 | 0 | 0 | 0 | 0 | 0 | 0 | 0 | 0 | 0 | 0
Battery | 3 | 4 | 0 | 0 | 0 | 0 | 0 | 0 | 0 | 0 | 0 | 0 | 0 | 0 | 0 | 0 | 0 | 0 | 0 | 0 | 0 | 0 | 0 | 0 | 0 | 0
Battery | 3 | 5 | 0 | 0 | 0 | 0 | 0 | 0 | 0 | 0 | 0 | 0 | 0 | 0 | 0 | 0 | 0 | 0 | 0 | 0 | 0 | 0 | 0 | 0 | 0 | 0
Battery | 3 | 6 | 0 | 0 | 0 | 0 | 0 | 0 | 0 | 0 | 0 | 0 | 0 | 0 | 0 | 0 | 0 | 0 | 0 | 0 | 0 | 0 | 0 | 0 | 0 | 0
Battery | 3 | 7 | 0 | 0 | 0 | 0 | 0 | 0 | 0 | 0 | 0 | 0 | 0 | 0 | 0 | 0 | 0 | 0 | 0 | 0 | 0 | 0 | 0 | 0 | 0 | 0
Battery | 3 | 8 | 0 | 0 | 0 | 0 | 0 | 0 | 0 | 0 | 0 | 0 | 0 | 0 | 0 | 0 | 0 | 0 | 0 | 0 | 0 | 0 | 0 | 0 | 0 | 0
Battery | 3 | 9 | 0 | 0 | 0 | 0 | 0 | 0 | 0 | 0 | 0 | 0 | 0 | 0 | 0 | 0 | 0 | 0 | 0 | 0 | 0 | 0 | 0 | 0 | 0 | 0
Battery | 3 | 10 | 0 | 0 | 0 | 0 | 0 | 0 | 0 | 0 | 0 | 0 | 0 | 0 | 0 | 0 | 0 | 0 | 0 | 0 | 0 | 0 | 0 | 0 | 0 | 0
Battery | 3 | 11 | 0 | 0 | 0 | 0 | 0 | 0 | 0 | 0 | 0 | 0 | 0 | 0 | 0 | 0 | 0 | 0 | 0 | 0 | 0 | 0 | 0 | 0 | 0 | 0
Battery | 4 | 0 | 0 | 0 | 0 | 0 | 0 | 0 | 0 | 0 | 0 | 0 | 0 | 0 | 0 | 0 | 0 | 0 | 0 | 0 | 0 | 0 | 0 | 0 | 0 | 0
Battery | 4 | 1 | 0 | 0 | 0 | 0 | 0 | 0 | 0 | 0 | 0 | 0 | 0 | 0 | 0 | 0 | 0 | 0 | 0 | 0 | 0 | 0 | 0 | 0 | 0 | 0
Battery | 4 | 2 | 0 | 0 | 0 | 0 | 0 | 0 | 0 | 0 | 0 | 0 | 0 | 0 | 0 | 0 | 0 | 0 | 0 | 0 | 0 | 0 | 0 | 0 | 0 | 0
Battery | 4 | 3 | 0 | 0 | 0 | 0 | 0 | 0 | 0 | 0 | 0 | 0 | 0 | 0 | 0 | 0 | 0 | 0 | 0 | 0 | 0 | 0 | 0 | 0 | 0 | 0
Battery | 4 | 4 | 0 | 0 | 0 | 0 | 0 | 0 | 0 | 0 | 0 | 0 | 0 | 0 | 0 | 0 | 0 | 0 | 0 | 0 | 0 | 0 | 0 | 0 | 0 | 0
Battery | 4 | 5 | 0 | 0 | 0 | 0 | 0 | 0 | 0 | 0 | 0 | 0 | 0 | 0 | 0 | 0 | 0 | 0 | 0 | 0 | 0 | 0 | 0 | 0 | 0 | 0
Battery | 4 | 6 | 0 | 0 | 0 | 0 | 0 | 0 | 0 | 0 | 0 | 0 | 0 | 0 | 0 | 0 | 0 | 0 | 0 | 0 | 0 | 0 | 0 | 0 | 0 | 0
Battery | 4 | 7 | 0 | 0 | 0 | 0 | 0 | 0 | 0 | 0 | 0 | 0 | 0 | 0 | 0 | 0 | 0 | 0 | 0 | 0 | 0 | 0 | 0 | 0 | 0 | 0
Battery | 4 | 8 | 0 | 0 | 0 | 0 | 0 | 0 | 0 | 0 | 0 | 0 | 0 | 0 | 0 | 0 | 0 | 0 | 0 | 0 | 0 | 0 | 0 | 0 | 0 | 0
Battery | 4 | 9 | 0 | 0 | 0 | 0 | 0 | 0 | 0 | 0 | 0 | 0 | 0 | 0 | 0 | 0 | 0 | 0 | 0 | 0 | 0 | 0 | 0 | 0 | 0 | 0
Battery | 4 | 10 | 0 | 0 | 0 | 0 | 0 | 0 | 0 | 0 | 0 | 0 | 0 | 0 | 0 | 0 | 0 | 0 | 0 | 0 | 0 | 0 | 0 | 0 | 0 | 0
Battery | 4 | 11 | 0 | 0 | 0 | 0 | 0 | 0 | 0 | 0 | 0 | 0 | 0 | 0 | 0 | 0 | 0 | 0 | 0 | 0 | 0 | 0 | 0 | 0 | 0 | 0
Battery | 5 | 0 | 0 | 0 | 0 | 0 | 0 | 0 | 0 | 0 | 0 | 0 | 0 | 0 | 0 | 0 | 0 | 0 | 0 | 0 | 0 | 0 | 0 | 0 | 0 | 0
Battery | 5 | 1 | 0 | 0 | 0 | 0 | 0 | 0 | 0 | 0 | 0 | 0 | 0 | 0 | 0 | 0 | 0 | 0 | 0 | 0 | 0 | 0 | 0 | 0 | 0 | 0
Battery | 5 | 2 | 0 | 0 | 0 | 0 | 0 | 0 | 0 | 0 | 0 | 0 | 0 | 0 | 0 | 0 | 0 | 0 | 0 | 0 | 0 | 0 | 0 | 0 | 0 | 0
Battery | 5 | 3 | 0 | 0 | 0 | 0 | 0 | 0 | 0 | 0 | 0 | 0 | 0 | 0 | 0 | 0 | 0 | 0 | 0 | 0 | 0 | 0 | 0 | 0 | 0 | 0
Battery | 5 | 4 | 0 | 0 | 0 | 0 | 0 | 0 | 0 | 0 | 0 | 0 | 0 | 0 | 0 | 0 | 0 | 0 | 0 | 0 | 0 | 0 | 0 | 0 | 0 | 0
Battery | 5 | 5 | 0 | 0 | 0 | 0 | 0 | 0 | 0 | 0 | 0 | 0 | 0 | 0 | 0 | 0 | 0 | 0 | 0 | 0 | 0 | 0 | 0 | 0 | 0 | 0
Battery | 5 | 6 | 0 | 0 | 0 | 0 | 0 | 0 | 0 | 0 | 0 | 0 | 0 | 0 | 0 | 0 | 0 | 0 | 0 | 0 | 0 | 0 | 0 | 0 | 0 | 0
Battery | 5 | 7 | 0 | 0 | 0 | 0 | 0 | 0 | 0 | 0 | 0 | 0 | 0 | 0 | 0 | 0 | 0 | 0 | 0 | 0 | 0 | 0 | 0 | 0 | 0 | 0
Battery | 5 | 8 | 0 | 0 | 0 | 0 | 0 | 0 | 0 | 0 | 0 | 0 | 0 | 0 | 0 | 0 | 0 | 0 | 0 | 0 | 0 | 0 | 0 | 0 | 0 | 0
Battery | 5 | 9 | 0 | 0 | 0 | 0 | 0 | 0 | 0 | 0 | 0 | 0 | 0 | 0 | 0 | 0 | 0 | 0 | 0 | 0 | 0 | 0 | 0 | 0 | 0 | 0
Battery | 5 | 10 | 0 | 0 | 0 | 0 | 0 | 0 | 0 | 0 | 0 | 0 | 0 | 0 | 0 | 0 | 0 | 0 | 0 | 0 | 0 | 0 | 0 | 0 | 0 | 0
Battery | 5 | 11 | 0 | 0 | 0 | 0 | 0 | 0 | 0 | 0 | 0 | 0 | 0 | 0 | 0 | 0 | 0 | 0 | 0 | 0 | 0 | 0 | 0 | 0 | 0 | 0
Battery | 6 | 0 | 0 | 0 | 0 | 0 | 0 | 0 | 0 | 0 | 0 | 0 | 0 | 0 | 0 | 0 | 0 | 0 | 0 | 0 | 0 | 0 | 0 | 0 | 0 | 0
Battery | 6 | 1 | 0 | 0 | 0 | 0 | 0 | 0 | 0 | 0 | 0 | 0 | 0 | 0 | 0 | 0 | 0 | 0 | 0 | 0 | 0 | 0 | 0 | 0 | 0 | 0
Battery | 6 | 2 | 0 | 0 | 0 | 0 | 0 | 0 | 0 | 0 | 0 | 0 | 0 | 0 | 0 | 0 | 0 | 0 | 0 | 0 | 0 | 0 | 0 | 0 | 0 | 0
Battery | 6 | 3 | 0 | 0 | 0 | 0 | 0 | 0 | 0 | 0 | 0 | 0 | 0 | 0 | 0 | 0 | 0 | 0 | 0 | 0 | 0 | 0 | 0 | 0 | 0 | 0
Battery | 6 | 4 | 0 | 0 | 0 | 0 | 0 | 0 | 0 | 0 | 0 | 0 | 0 | 0 | 0 | 0 | 0 | 0 | 0 | 0 | 0 | 0 | 0 | 0 | 0 | 0
Battery | 6 | 5 | 0 | 0 | 0 | 0 | 0 | 0 | 0 | 0 | 0 | 0 | 0 | 0 | 0 | 0 | 0 | 0 | 0 | 0 | 0 | 0 | 0 | 0 | 0 | 0
Battery | 6 | 6 | 0 | 0 | 0 | 0 | 0 | 0 | 0 | 0 | 0 | 0 | 0 | 0 | 0 | 0 | 0 | 0 | 0 | 0 | 0 | 0 | 0 | 0 | 0 | 0
Battery | 6 | 7 | 0 | 0 | 0 | 0 | 0 | 0 | 0 | 0 | 0 | 0 | 0 | 0 | 0 | 0 | 0 | 0 | 0 | 0 | 0 | 0 | 0 | 0 | 0 | 0
Battery | 6 | 8 | 0 | 0 | 0 | 0 | 0 | 0 | 0 | 0 | 0 | 0 | 0 | 0 | 0 | 0 | 0 | 0 | 0 | 0 | 0 | 0 | 0 | 0 | 0 | 0
Battery | 6 | 9 | 0 | 0 | 0 | 0 | 0 | 0 | 0 | 0 | 0 | 0 | 0 | 0 | 0 | 0 | 0 | 0 | 0 | 0 | 0 | 0 | 0 | 0 | 0 | 0
Battery | 6 | 10 | 0 | 0 | 0 | 0 | 0 | 0 | 0 | 0 | 0 | 0 | 0 | 0 | 0 | 0 | 0 | 0 | 0 | 0 | 0 | 0 | 0 | 0 | 0 | 0
Battery | 6 | 11 | 0 | 0 | 0 | 0 | 0 | 0 | 0 | 0 | 0 | 0 | 0 | 0 | 0 | 0 | 0 | 0 | 0 | 0 | 0 | 0 | 0 | 0 | 0 | 0
Battery | 7 | 0 | 0 | 0 | 0 | 0 | 0 | 0 | 0 | 0 | 0 | 0 | 0 | 0 | 0 | 0 | 0 | 0 | 0 | 0 | 0 | 0 | 0 | 0 | 0 | 0
Battery | 7 | 1 | 0 | 0 | 0 | 0 | 0 | 0 | 0 | 0 | 0 | 0 | 0 | 0 | 0 | 0 | 0 | 0 | 0 | 0 | 0 | 0 | 0 | 0 | 0 | 0
Battery | 7 | 2 | 0 | 0 | 0 | 0 | 0 | 0 | 0 | 0 | 0 | 0 | 0 | 0 | 0 | 0 | 0 | 0 | 0 | 0 | 0 | 0 | 0 | 0 | 0 | 0
Battery | 7 | 3 | 0 | 0 | 0 | 0 | 0 | 0 | 0 | 0 | 0 | 0 | 0 | 0 | 0 | 0 | 0 | 0 | 0 | 0 | 0 | 0 | 0 | 0 | 0 | 0
Battery | 7 | 4 | 0 | 0 | 0 | 0 | 0 | 0 | 0 | 0 | 0 | 0 | 0 | 0 | 0 | 0 | 0 | 0 | 0 | 0 | 0 | 0 | 0 | 0 | 0 | 0
Battery | 7 | 5 | 0 | 0 | 0 | 0 | 0 | 0 | 0 | 0 | 0 | 0 | 0 | 0 | 0 | 0 | 0 | 0 | 0 | 0 | 0 | 0 | 0 | 0 | 0 | 0
Battery | 7 | 6 | 0 | 0 | 0 | 0 | 0 | 0 | 0 | 0 | 0 | 0 | 0 | 0 | 0 | 0 | 0 | 0 | 0 | 0 | 0 | 0 | 0 | 0 | 0 | 0
Battery | 7 | 7 | 0 | 0 | 0 | 0 | 0 | 0 | 0 | 0 | 0 | 0 | 0 | 0 | 0 | 0 | 0 | 0 | 0 | 0 | 0 | 0 | 0 | 0 | 0 | 0
Battery | 7 | 8 | 0 | 0 | 0 | 0 | 0 | 0 | 0 | 0 | 0 | 0 | 0 | 0 | 0 | 0 | 0 | 0 | 0 | 0 | 0 | 0 | 0 | 0 | 0 | 0
Battery | 7 | 9 | 0 | 0 | 0 | 0 | 0 | 0 | 0 | 0 | 0 | 0 | 0 | 0 | 0 | 0 | 0 | 0 | 0 | 0 | 0 | 0 | 0 | 0 | 0 | 0
Battery | 7 | 10 | 0 | 0 | 0 | 0 | 0 | 0 | 0 | 0 | 0 | 0 | 0 | 0 | 0 | 0 | 0 | 0 | 0 | 0 | 0 | 0 | 0 | 0 | 0 | 0
Battery | 7 | 11 | 0 | 0 | 0 | 0 | 0 | 0 | 0 | 0 | 0 | 0 | 0 | 0 | 0 | 0 | 0 | 0 | 0 | 0 | 0 | 0 | 0 | 0 | 0 | 0
Battery | 8 | 0 | 0 | 0 | 0 | 0 | 0 | 0 | 0 | 0 | 0 | 0 | 0 | 0 | 0 | 0 | 0 | 0 | 0 | 0 | 0 | 0 | 0 | 0 | 0 | 0
Battery | 8 | 1 | 0 | 0 | 0 | 0 | 0 | 0 | 0 | 0 | 0 | 0 | 0 | 0 | 0 | 0 | 0 | 0 | 0 | 0 | 0 | 0 | 0 | 0 | 0 | 0
Battery | 8 | 2 | 0 | 0 | 0 | 0 | 0 | 0 | 0 | 0 | 0 | 0 | 0 | 0 | 0 | 0 | 0 | 0 | 0 | 0 | 0 | 0 | 0 | 0 | 0 | 0
Battery | 8 | 3 | 0 | 0 | 0 | 0 | 0 | 0 | 0 | 0 | 0 | 0 | 0 | 0 | 0 | 0 | 0 | 0 | 0 | 0 | 0 | 0 | 0 | 0 | 0 | 0
Battery | 8 | 4 | 0 | 0 | 0 | 0 | 0 | 0 | 0 | 0 | 0 | 0 | 0 | 0 | 0 | 0 | 0 | 0 | 0 | 0 | 0 | 0 | 0 | 0 | 0 | 0
Battery | 8 | 5 | 0 | 0 | 0 | 0 | 0 | 0 | 0 | 0 | 0 | 0 | 0 | 0 | 0 | 0 | 0 | 0 | 0 | 0 | 0 | 0 | 0 | 0 | 0 | 0
Battery | 8 | 6 | 0 | 0 | 0 | 0 | 0 | 0 | 0 | 0 | 0 | 0 | 0 | 0 | 0 | 0 | 0 | 0 | 0 | 0 | 0 | 0 | 0 | 0 | 0 | 0
Battery | 8 | 7 | 0 | 0 | 0 | 0 | 0 | 0 | 0 | 0 | 0 | 0 | 0 | 0 | 0 | 0 | 0 | 0 | 0 | 0 | 0 | 0 | 0 | 0 | 0 | 0
Battery | 8 | 8 | 0 | 0 | 0 | 0 | 0 | 0 | 0 | 0 | 0 | 0 | 0 | 0 | 0 | 0 | 0 | 0 | 0 | 0 | 0 | 0 | 0 | 0 | 0 | 0
Battery | 8 | 9 | 0 | 0 | 0 | 0 | 0 | 0 | 0 | 0 | 0 | 0 | 0 | 0 | 0 | 0 | 0 | 0 | 0 | 0 | 0 | 0 | 0 | 0 | 0 | 0
Battery | 8 | 10 | 0 | 0 | 0 | 0 | 0 | 0 | 0 | 0 | 0 | 0 | 0 | 0 | 0 | 0 | 0 | 0 | 0 | 0 | 0 | 0 | 0 | 0 | 0 | 0
Battery | 8 | 11 | 0 | 0 | 0 | 0 | 0 | 0 | 0 | 0 | 0 | 0 | 0 | 0 | 0 | 0 | 0 | 0 | 0 | 0 | 0 | 0 | 0 | 0 | 0 | 0
Battery | 9 | 0 | 0 | 0 | 0 | 0 | 0 | 0 | 0 | 0 | 0 | 0 | 0 | 0 | 0 | 0 | 0 | 0 | 0 | 0 | 0 | 0 | 0 | 0 | 0 | 0
Battery | 9 | 1 | 0 | 0 | 0 | 0 | 0 | 0 | 0 | 0 | 0 | 0 | 0 | 0 | 0 | 0 | 0 | 0 | 0 | 0 | 0 | 0 | 0 | 0 | 0 | 0
Battery | 9 | 2 | 0 | 0 | 0 | 0 | 0 | 0 | 0 | 0 | 0 | 0 | 0 | 0 | 0 | 0 | 0 | 0 | 0 | 0 | 0 | 0 | 0 | 0 | 0 | 0
Battery | 9 | 3 | 0 | 0 | 0 | 0 | 0 | 0 | 0 | 0 | 0 | 0 | 0 | 0 | 0 | 0 | 0 | 0 | 0 | 0 | 0 | 0 | 0 | 0 | 0 | 0
Battery | 9 | 4 | 0 | 0 | 0 | 0 | 0 | 0 | 0 | 0 | 0 | 0 | 0 | 0 | 0 | 0 | 0 | 0 | 0 | 0 | 0 | 0 | 0 | 0 | 0 | 0
Battery | 9 | 5 | 0 | 0 | 0 | 0 | 0 | 0 | 0 | 0 | 0 | 0 | 0 | 0 | 0 | 0 | 0 | 0 | 0 | 0 | 0 | 0 | 0 | 0 | 0 | 0
Battery | 9 | 6 | 0 | 0 | 0 | 0 | 0 | 0 | 0 | 0 | 0 | 0 | 0 | 0 | 0 | 0 | 0 | 0 | 0 | 0 | 0 | 0 | 0 | 0 | 0 | 0
Battery | 9 | 7 | 0 | 0 | 0 | 0 | 0 | 0 | 0 | 0 | 0 | 0 | 0 | 0 | 0 | 0 | 0 | 0 | 0 | 0 | 0 | 0 | 0 | 0 | 0 | 0
Battery | 9 | 8 | 0 | 0 | 0 | 0 | 0 | 0 | 0 | 0 | 0 | 0 | 0 | 0 | 0 | 0 | 0 | 0 | 0 | 0 | 0 | 0 | 0 | 0 | 0 | 0
Battery | 9 | 9 | 0 | 0 | 0 | 0 | 0 | 0 | 0 | 0 | 0 | 0 | 0 | 0 | 0 | 0 | 0 | 0 | 0 | 0 | 0 | 0 | 0 | 0 | 0 | 0
Battery | 9 | 10 | 0 | 0 | 0 | 0 | 0 | 0 | 0 | 0 | 0 | 0 | 0 | 0 | 0 | 0 | 0 | 0 | 0 | 0 | 0 | 0 | 0 | 0 | 0 | 0
Battery | 9 | 11 | 0 | 0 | 0 | 0 | 0 | 0 | 0 | 0 | 0 | 0 | 0 | 0 | 0 | 0 | 0 | 0 | 0 | 0 | 0 | 0 | 0 | 0 | 0 | 0
Battery | 10 | 0 | 0 | 0 | 0 | 0 | 0 | 0 | 0 | 0 | 0 | 0 | 0 | 0 | 0 | 0 | 0 | 0 | 0 | 0 | 0 | 0 | 0 | 0 | 0 | 0
Battery | 10 | 1 | 0 | 0 | 0 | 0 | 0 | 0 | 0 | 0 | 0 | 0 | 0 | 0 | 0 | 0 | 0 | 0 | 0 | 0 | 0 | 0 | 0 | 0 | 0 | 0
Battery | 10 | 2 | 0 | 0 | 0 | 0 | 0 | 0 | 0 | 0 | 0 | 0 | 0 | 0 | 0 | 0 | 0 | 0 | 0 | 0 | 0 | 0 | 0 | 0 | 0 | 0
Battery | 10 | 3 | 0 | 0 | 0 | 0 | 0 | 0 | 0 | 0 | 0 | 0 | 0 | 0 | 0 | 0 | 0 | 0 | 0 | 0 | 0 | 0 | 0 | 0 | 0 | 0
Battery | 10 | 4 | 0 | 0 | 0 | 0 | 0 | 0 | 0 | 0 | 0 | 0 | 0 | 0 | 0 | 0 | 0 | 0 | 0 | 0 | 0 | 0 | 0 | 0 | 0 | 0
Battery | 10 | 5 | 0 | 0 | 0 | 0 | 0 | 0 | 0 | 0 | 0 | 0 | 0 | 0 | 0 | 0 | 0 | 0 | 0 | 0 | 0 | 0 | 0 | 0 | 0 | 0
Battery | 10 | 6 | 0 | 0 | 0 | 0 | 0 | 0 | 0 | 0 | 0 | 0 | 0 | 0 | 0 | 0 | 0 | 0 | 0 | 0 | 0 | 0 | 0 | 0 | 0 | 0
Battery | 10 | 7 | 0 | 0 | 0 | 0 | 0 | 0 | 0 | 0 | 0 | 0 | 0 | 0 | 0 | 0 | 0 | 0 | 0 | 0 | 0 | 0 | 0 | 0 | 0 | 0
Battery | 10 | 8 | 0 | 0 | 0 | 0 | 0 | 0 | 0 | 0 | 0 | 0 | 0 | 0 | 0 | 0 | 0 | 0 | 0 | 0 | 0 | 0 | 0 | 0 | 0 | 0
Battery | 10 | 9 | 0 | 0 | 0 | 0 | 0 | 0 | 0 | 0 | 0 | 0 | 0 | 0 | 0 | 0 | 0 | 0 | 0 | 0 | 0 | 0 | 0 | 0 | 0 | 0
Battery | 10 | 10 | 0 | 0 | 0 | 0 | 0 | 0 | 0 | 0 | 0 | 0 | 0 | 0 | 0 | 0 | 0 | 0 | 0 | 0 | 0 | 0 | 0 | 0 | 0 | 0
Battery | 10 | 11 | 0 | 0 | 0 | 0 | 0 | 0 | 0 | 0 | 0 | 0 | 0 | 0 | 0 | 0 | 0 | 0 | 0 | 0 | 0 | 0 | 0 | 0 | 0 | 0
Battery | 11 | 0 | 0 | 0 | 0 | 0 | 0 | 0 | 0 | 0 | 0 | 0 | 0 | 0 | 0 | 0 | 0 | 0 | 0 | 0 | 0 | 0 | 0 | 0 | 0 | 0
Battery | 11 | 1 | 0 | 0 | 0 | 0 | 0 | 0 | 0 | 0 | 0 | 0 | 0 | 0 | 0 | 0 | 0 | 0 | 0 | 0 | 0 | 0 | 0 | 0 | 0 | 0
Battery | 11 | 2 | 0 | 0 | 0 | 0 | 0 | 0 | 0 | 0 | 0 | 0 | 0 | 0 | 0 | 0 | 0 | 0 | 0 | 0 | 0 | 0 | 0 | 0 | 0 | 0
Battery | 11 | 3 | 0 | 0 | 0 | 0 | 0 | 0 | 0 | 0 | 0 | 0 | 0 | 0 | 0 | 0 | 0 | 0 | 0 | 0 | 0 | 0 | 0 | 0 | 0 | 0
Battery | 11 | 4 | 0 | 0 | 0 | 0 | 0 | 0 | 0 | 0 | 0 | 0 | 0 | 0 | 0 | 0 | 0 | 0 | 0 | 0 | 0 | 0 | 0 | 0 | 0 | 0
Battery | 11 | 5 | 0 | 0 | 0 | 0 | 0 | 0 | 0 | 0 | 0 | 0 | 0 | 0 | 0 | 0 | 0 | 0 | 0 | 0 | 0 | 0 | 0 | 0 | 0 | 0
Battery | 11 | 6 | 0 | 0 | 0 | 0 | 0 | 0 | 0 | 0 | 0 | 0 | 0 | 0 | 0 | 0 | 0 | 0 | 0 | 0 | 0 | 0 | 0 | 0 | 0 | 0
Battery | 11 | 7 | 0 | 0 | 0 | 0 | 0 | 0 | 0 | 0 | 0 | 0 | 0 | 0 | 0 | 0 | 0 | 0 | 0 | 0 | 0 | 0 | 0 | 0 | 0 | 0
Battery | 11 | 8 | 0 | 0 | 0 | 0 | 0 | 0 | 0 | 0 | 0 | 0 | 0 | 0 | 0 | 0 | 0 | 0 | 0 | 0 | 0 | 0 | 0 | 0 | 0 | 0
Battery | 11 | 9 | 0 | 0 | 0 | 0 | 0 | 0 | 0 | 0 | 0 | 0 | 0 | 0 | 0 | 0 | 0 | 0 | 0 | 0 | 0 | 0 | 0 | 0 | 0 | 0
Battery | 11 | 10 | 0 | 0 | 0 | 0 | 0 | 0 | 0 | 0 | 0 | 0 | 0 | 0 | 0 | 0 | 0 | 0 | 0 | 0 | 0 | 0 | 0 | 0 | 0 | 0
Battery | 11 | 11 | 0 | 0 | 0 | 0 | 0 | 0 | 0 | 0 | 0 | 0 | 0 | 0 | 0 | 0 | 0 | 0 | 0 | 0 | 0 | 0 | 0 | 0 | 0 | 0
Battery | 12 | 0 | 0 | 0 | 0 | 0 | 0 | 0 | 0 | 0 | 0 | 0 | 0 | 0 | 0 | 0 | 0 | 0 | 0 | 0 | 0 | 0 | 0 | 0 | 0 | 0
Battery | 12 | 1 | 0 | 0 | 0 | 0 | 0 | 0 | 0 | 0 | 0 | 0 | 0 | 0 | 0 | 0 | 0 | 0 | 0 | 0 | 0 | 0 | 0 | 0 | 0 | 0
Battery | 12 | 2 | 0 | 0 | 0 | 0 | 0 | 0 | 0 | 0 | 0 | 0 | 0 | 0 | 0 | 0 | 0 | 0 | 0 | 0 | 0 | 0 | 0 | 0 | 0 | 0
Battery | 12 | 3 | 0 | 0 | 0 | 0 | 0 | 0 | 0 | 0 | 0 | 0 | 0 | 0 | 0 | 0 | 0 | 0 | 0 | 0 | 0 | 0 | 0 | 0 | 0 | 0
Battery | 12 | 4 | 0 | 0 | 0 | 0 | 0 | 0 | 0 | 0 | 0 | 0 | 0 | 0 | 0 | 0 | 0 | 0 | 0 | 0 | 0 | 0 | 0 | 0 | 0 | 0
Battery | 12 | 5 | 0 | 0 | 0 | 0 | 0 | 0 | 0 | 0 | 0 | 0 | 0 | 0 | 0 | 0 | 0 | 0 | 0 | 0 | 0 | 0 | 0 | 0 | 0 | 0
Battery | 12 | 6 | 0 | 0 | 0 | 0 | 0 | 0 | 0 | 0 | 0 | 0 | 0 | 0 | 0 | 0 | 0 | 0 | 0 | 0 | 0 | 0 | 0 | 0 | 0 | 0
Battery | 12 | 7 | 0 | 0 | 0 | 0 | 0 | 0 | 0 | 0 | 0 | 0 | 0 | 0 | 0 | 0 | 0 | 0 | 0 | 0 | 0 | 0 | 0 | 0 | 0 | 0
Battery | 12 | 8 | 0 | 0 | 0 | 0 | 0 | 0 | 0 | 0 | 0 | 0 | 0 | 0 | 0 | 0 | 0 | 0 | 0 | 0 | 0 | 0 | 0 | 0 | 0 | 0
Battery | 12 | 9 | 0 | 0 | 0 | 0 | 0 | 0 | 0 | 0 | 0 | 0 | 0 | 0 | 0 | 0 | 0 | 0 | 0 | 0 | 0 | 0 | 0 | 0 | 0 | 0
Battery | 12 | 10 | 0 | 0 | 0 | 0 | 0 | 0 | 0 | 0 | 0 | 0 | 0 | 0 | 0 | 0 | 0 | 0 | 0 | 0 | 0 | 0 | 0 | 0 | 0 | 0
Battery | 12 | 11 | 0 | 0 | 0 | 0 | 0 | 0 | 0 | 0 | 0 | 0 | 0 | 0 | 0 | 0 | 0 | 0 | 0 | 0 | 0 | 0 | 0 | 0 | 0 | 0
Battery | 13 | 0 | 0 | 0 | 0 | 0 | 0 | 0 | 0 | 0 | 0 | 0 | 0 | 0 | 0 | 0 | 0 | 0 | 0 | 0 | 0 | 0 | 0 | 0 | 0 | 0
Battery | 13 | 1 | 0 | 0 | 0 | 0 | 0 | 0 | 0 | 0 | 0 | 0 | 0 | 0 | 0 | 0 | 0 | 0 | 0 | 0 | 0 | 0 | 0 | 0 | 0 | 0
Battery | 13 | 2 | 0 | 0 | 0 | 0 | 0 | 0 | 0 | 0 | 0 | 0 | 0 | 0 | 0 | 0 | 0 | 0 | 0 | 0 | 0 | 0 | 0 | 0 | 0 | 0
Battery | 13 | 3 | 0 | 0 | 0 | 0 | 0 | 0 | 0 | 0 | 0 | 0 | 0 | 0 | 0 | 0 | 0 | 0 | 0 | 0 | 0 | 0 | 0 | 0 | 0 | 0
Battery | 13 | 4 | 0 | 0 | 0 | 0 | 0 | 0 | 0 | 0 | 0 | 0 | 0 | 0 | 0 | 0 | 0 | 0 | 0 | 0 | 0 | 0 | 0 | 0 | 0 | 0
Battery | 13 | 5 | 0 | 0 | 0 | 0 | 0 | 0 | 0 | 0 | 0 | 0 | 0 | 0 | 0 | 0 | 0 | 0 | 0 | 0 | 0 | 0 | 0 | 0 | 0 | 0
Battery | 13 | 6 | 0 | 0 | 0 | 0 | 0 | 0 | 0 | 0 | 0 | 0 | 0 | 0 | 0 | 0 | 0 | 0 | 0 | 0 | 0 | 0 | 0 | 0 | 0 | 0
Battery | 13 | 7 | 0 | 0 | 0 | 0 | 0 | 0 | 0 | 0 | 0 | 0 | 0 | 0 | 0 | 0 | 0 | 0 | 0 | 0 | 0 | 0 | 0 | 0 | 0 | 0
Battery | 13 | 8 | 0 | 0 | 0 | 0 | 0 | 0 | 0 | 0 | 0 | 0 | 0 | 0 | 0 | 0 | 0 | 0 | 0 | 0 | 0 | 0 | 0 | 0 | 0 | 0
Battery | 13 | 9 | 0 | 0 | 0 | 0 | 0 | 0 | 0 | 0 | 0 | 0 | 0 | 0 | 0 | 0 | 0 | 0 | 0 | 0 | 0 | 0 | 0 | 0 | 0 | 0
Battery | 13 | 10 | 0 | 0 | 0 | 0 | 0 | 0 | 0 | 0 | 0 | 0 | 0 | 0 | 0 | 0 | 0 | 0 | 0 | 0 | 0 | 0 | 0 | 0 | 0 | 0
Battery | 13 | 11 | 0 | 0 | 0 | 0 | 0 | 0 | 0 | 0 | 0 | 0 | 0 | 0 | 0 | 0 | 0 | 0 | 0 | 0 | 0 | 0 | 0 | 0 | 0 | 0
Battery | 14 | 0 | 0 | 0 | 0 | 0 | 0 | 0 | 0 | 0 | 0 | 0 | 0 | 0 | 0 | 0 | 0 | 0 | 0 | 0 | 0 | 0 | 0 | 0 | 0 | 0
Battery | 14 | 1 | 0 | 0 | 0 | 0 | 0 | 0 | 0 | 0 | 0 | 0 | 0 | 0 | 0 | 0 | 0 | 0 | 0 | 0 | 0 | 0 | 0 | 0 | 0 | 0
Battery | 14 | 2 | 0 | 0 | 0 | 0 | 0 | 0 | 0 | 0 | 0 | 0 | 0 | 0 | 0 | 0 | 0 | 0 | 0 | 0 | 0 | 0 | 0 | 0 | 0 | 0
Battery | 14 | 3 | 0 | 0 | 0 | 0 | 0 | 0 | 0 | 0 | 0 | 0 | 0 | 0 | 0 | 0 | 0 | 0 | 0 | 0 | 0 | 0 | 0 | 0 | 0 | 0
Battery | 14 | 4 | 0 | 0 | 0 | 0 | 0 | 0 | 0 | 0 | 0 | 0 | 0 | 0 | 0 | 0 | 0 | 0 | 0 | 0 | 0 | 0 | 0 | 0 | 0 | 0
Battery | 14 | 5 | 0 | 0 | 0 | 0 | 0 | 0 | 0 | 0 | 0 | 0 | 0 | 0 | 0 | 0 | 0 | 0 | 0 | 0 | 0 | 0 | 0 | 0 | 0 | 0
Battery | 14 | 6 | 0 | 0 | 0 | 0 | 0 | 0 | 0 | 0 | 0 | 0 | 0 | 0 | 0 | 0 | 0 | 0 | 0 | 0 | 0 | 0 | 0 | 0 | 0 | 0
Battery | 14 | 7 | 0 | 0 | 0 | 0 | 0 | 0 | 0 | 0 | 0 | 0 | 0 | 0 | 0 | 0 | 0 | 0 | 0 | 0 | 0 | 0 | 0 | 0 | 0 | 0
Battery | 14 | 8 | 0 | 0 | 0 | 0 | 0 | 0 | 0 | 0 | 0 | 0 | 0 | 0 | 0 | 0 | 0 | 0 | 0 | 0 | 0 | 0 | 0 | 0 | 0 | 0
Battery | 14 | 9 | 0 | 0 | 0 | 0 | 0 | 0 | 0 | 0 | 0 | 0 | 0 | 0 | 0 | 0 | 0 | 0 | 0 | 0 | 0 | 0 | 0 | 0 | 0 | 0
Battery | 14 | 10 | 0 | 0 | 0 | 0 | 0 | 0 | 0 | 0 | 0 | 0 | 0 | 0 | 0 | 0 | 0 | 0 | 0 | 0 | 0 | 0 | 0 | 0 | 0 | 0
Battery | 14 | 11 | 0 | 0 | 0 | 0 | 0 | 0 | 0 | 0 | 0 | 0 | 0 | 0 | 0 | 0 | 0 | 0 | 0 | 0 | 0 | 0 | 0 | 0 | 0 | 0
Battery | 15 | 0 | 0 | 0 | 0 | 0 | 0 | 0 | 0 | 0 | 0 | 0 | 0 | 0 | 0 | 0 | 0 | 0 | 0 | 0 | 0 | 0 | 0 | 0 | 0 | 0
Battery | 15 | 1 | 0 | 0 | 0 | 0 | 0 | 0 | 0 | 0 | 0 | 0 | 0 | 0 | 0 | 0 | 0 | 0 | 0 | 0 | 0 | 0 | 0 | 0 | 0 | 0
Battery | 15 | 2 | 0 | 0 | 0 | 0 | 0 | 0 | 0 | 0 | 0 | 0 | 0 | 0 | 0 | 0 | 0 | 0 | 0 | 0 | 0 | 0 | 0 | 0 | 0 | 0
Battery | 15 | 3 | 0 | 0 | 0 | 0 | 0 | 0 | 0 | 0 | 0 | 0 | 0 | 0 | 0 | 0 | 0 | 0 | 0 | 0 | 0 | 0 | 0 | 0 | 0 | 0
Battery | 15 | 4 | 0 | 0 | 0 | 0 | 0 | 0 | 0 | 0 | 0 | 0 | 0 | 0 | 0 | 0 | 0 | 0 | 0 | 0 | 0 | 0 | 0 | 0 | 0 | 0
Battery | 15 | 5 | 0 | 0 | 0 | 0 | 0 | 0 | 0 | 0 | 0 | 0 | 0 | 0 | 0 | 0 | 0 | 0 | 0 | 0 | 0 | 0 | 0 | 0 | 0 | 0
Battery | 15 | 6 | 0 | 0 | 0 | 0 | 0 | 0 | 0 | 0 | 0 | 0 | 0 | 0 | 0 | 0 | 0 | 0 | 0 | 0 | 0 | 0 | 0 | 0 | 0 | 0
Battery | 15 | 7 | 0 | 0 | 0 | 0 | 0 | 0 | 0 | 0 | 0 | 0 | 0 | 0 | 0 | 0 | 0 | 0 | 0 | 0 | 0 | 0 | 0 | 0 | 0 | 0
Battery | 15 | 8 | 0 | 0 | 0 | 0 | 0 | 0 | 0 | 0 | 0 | 0 | 0 | 0 | 0 | 0 | 0 | 0 | 0 | 0 | 0 | 0 | 0 | 0 | 0 | 0
Battery | 15 | 9 | 0 | 0 | 0 | 0 | 0 | 0 | 0 | 0 | 0 | 0 | 0 | 0 | 0 | 0 | 0 | 0 | 0 | 0 | 0 | 0 | 0 | 0 | 0 | 0
Battery | 15 | 10 | 0 | 0 | 0 | 0 | 0 | 0 | 0 | 0 | 0 | 0 | 0 | 0 | 0 | 0 | 0 | 0 | 0 | 0 | 0 | 0 | 0 | 0 | 0 | 0
Battery | 15 | 11 | 0 | 0 | 0 | 0 | 0 | 0 | 0 | 0 | 0 | 0 | 0 | 0 | 0 | 0 | 0 | 0 | 0 | 0 | 0 | 0 | 0 | 0 | 0 | 0
Battery | 16 | 0 | 0 | 0 | 0 | 0 | 0 | 0 | 0 | 0 | 0 | 0 | 0 | 0 | 0 | 0 | 0 | 0 | 0 | 0 | 0 | 0 | 0 | 0 | 0 | 0
Battery | 16 | 1 | 0 | 0 | 0 | 0 | 0 | 0 | 0 | 0 | 0 | 0 | 0 | 0 | 0 | 0 | 0 | 0 | 0 | 0 | 0 | 0 | 0 | 0 | 0 | 0
Battery | 16 | 2 | 0 | 0 | 0 | 0 | 0 | 0 | 0 | 0 | 0 | 0 | 0 | 0 | 0 | 0 | 0 | 0 | 0 | 0 | 0 | 0 | 0 | 0 | 0 | 0
Battery | 16 | 3 | 0 | 0 | 0 | 0 | 0 | 0 | 0 | 0 | 0 | 0 | 0 | 0 | 0 | 0 | 0 | 0 | 0 | 0 | 0 | 0 | 0 | 0 | 0 | 0
Battery | 16 | 4 | 0 | 0 | 0 | 0 | 0 | 0 | 0 | 0 | 0 | 0 | 0 | 0 | 0 | 0 | 0 | 0 | 0 | 0 | 0 | 0 | 0 | 0 | 0 | 0
Battery | 16 | 5 | 0 | 0 | 0 | 0 | 0 | 0 | 0 | 0 | 0 | 0 | 0 | 0 | 0 | 0 | 0 | 0 | 0 | 0 | 0 | 0 | 0 | 0 | 0 | 0
Battery | 16 | 6 | 0 | 0 | 0 | 0 | 0 | 0 | 0 | 0 | 0 | 0 | 0 | 0 | 0 | 0 | 0 | 0 | 0 | 0 | 0 | 0 | 0 | 0 | 0 | 0
Battery | 16 | 7 | 0 | 0 | 0 | 0 | 0 | 0 | 0 | 0 | 0 | 0 | 0 | 0 | 0 | 0 | 0 | 0 | 0 | 0 | 0 | 0 | 0 | 0 | 0 | 0
Battery | 16 | 8 | 0 | 0 | 0 | 0 | 0 | 0 | 0 | 0 | 0 | 0 | 0 | 0 | 0 | 0 | 0 | 0 | 0 | 0 | 0 | 0 | 0 | 0 | 0 | 0
Battery | 16 | 9 | 0 | 0 | 0 | 0 | 0 | 0 | 0 | 0 | 0 | 0 | 0 | 0 | 0 | 0 | 0 | 0 | 0 | 0 | 0 | 0 | 0 | 0 | 0 | 0
Battery | 16 | 10 | 0 | 0 | 0 | 0 | 0 | 0 | 0 | 0 | 0 | 0 | 0 | 0 | 0 | 0 | 0 | 0 | 0 | 0 | 0 | 0 | 0 | 0 | 0 | 0
Battery | 16 | 11 | 0 | 0 | 0 | 0 | 0 | 0 | 0 | 0 | 0 | 0 | 0 | 0 | 0 | 0 | 0 | 0 | 0 | 0 | 0 | 0 | 0 | 0 | 0 | 0
Battery | 17 | 0 | 0 | 0 | 0 | 0 | 0 | 0 | 0 | 0 | 0 | 0 | 0 | 0 | 0 | 0 | 0 | 0 | 0 | 0 | 0 | 0 | 0 | 0 | 0 | 0
Battery | 17 | 1 | 0 | 0 | 0 | 0 | 0 | 0 | 0 | 0 | 0 | 0 | 0 | 0 | 0 | 0 | 0 | 0 | 0 | 0 | 0 | 0 | 0 | 0 | 0 | 0
Battery | 17 | 2 | 0 | 0 | 0 | 0 | 0 | 0 | 0 | 0 | 0 | 0 | 0 | 0 | 0 | 0 | 0 | 0 | 0 | 0 | 0 | 0 | 0 | 0 | 0 | 0
Battery | 17 | 3 | 0 | 0 | 0 | 0 | 0 | 0 | 0 | 0 | 0 | 0 | 0 | 0 | 0 | 0 | 0 | 0 | 0 | 0 | 0 | 0 | 0 | 0 | 0 | 0
Battery | 17 | 4 | 0 | 0 | 0 | 0 | 0 | 0 | 0 | 0 | 0 | 0 | 0 | 0 | 0 | 0 | 0 | 0 | 0 | 0 | 0 | 0 | 0 | 0 | 0 | 0
Battery | 17 | 5 | 0 | 0 | 0 | 0 | 0 | 0 | 0 | 0 | 0 | 0 | 0 | 0 | 0 | 0 | 0 | 0 | 0 | 0 | 0 | 0 | 0 | 0 | 0 | 0
Battery | 17 | 6 | 0 | 0 | 0 | 0 | 0 | 0 | 0 | 0 | 0 | 0 | 0 | 0 | 0 | 0 | 0 | 0 | 0 | 0 | 0 | 0 | 0 | 0 | 0 | 0
Battery | 17 | 7 | 0 | 0 | 0 | 0 | 0 | 0 | 0 | 0 | 0 | 0 | 0 | 0 | 0 | 0 | 0 | 0 | 0 | 0 | 0 | 0 | 0 | 0 | 0 | 0
Battery | 17 | 8 | 0 | 0 | 0 | 0 | 0 | 0 | 0 | 0 | 0 | 0 | 0 | 0 | 0 | 0 | 0 | 0 | 0 | 0 | 0 | 0 | 0 | 0 | 0 | 0
Battery | 17 | 9 | 0 | 0 | 0 | 0 | 0 | 0 | 0 | 0 | 0 | 0 | 0 | 0 | 0 | 0 | 0 | 0 | 0 | 0 | 0 | 0 | 0 | 0 | 0 | 0
Battery | 17 | 10 | 0 | 0 | 0 | 0 | 0 | 0 | 0 | 0 | 0 | 0 | 0 | 0 | 0 | 0 | 0 | 0 | 0 | 0 | 0 | 0 | 0 | 0 | 0 | 0
Battery | 17 | 11 | 0 | 0 | 0 | 0 | 0 | 0 | 0 | 0 | 0 | 0 | 0 | 0 | 0 | 0 | 0 | 0 | 0 | 0 | 0 | 0 | 0 | 0 | 0 | 0
Battery | 18 | 0 | 0 | 0 | 0 | 0 | 0 | 0 | 0 | 0 | 0 | 0 | 0 | 0 | 0 | 0 | 0 | 0 | 0 | 0 | 0 | 0 | 0 | 0 | 0 | 0
Battery | 18 | 1 | 0 | 0 | 0 | 0 | 0 | 0 | 0 | 0 | 0 | 0 | 0 | 0 | 0 | 0 | 0 | 0 | 0 | 0 | 0 | 0 | 0 | 0 | 0 | 0
Battery | 18 | 2 | 0 | 0 | 0 | 0 | 0 | 0 | 0 | 0 | 0 | 0 | 0 | 0 | 0 | 0 | 0 | 0 | 0 | 0 | 0 | 0 | 0 | 0 | 0 | 0
Battery | 18 | 3 | 0 | 0 | 0 | 0 | 0 | 0 | 0 | 0 | 0 | 0 | 0 | 0 | 0 | 0 | 0 | 0 | 0 | 0 | 0 | 0 | 0 | 0 | 0 | 0
Battery | 18 | 4 | 0 | 0 | 0 | 0 | 0 | 0 | 0 | 0 | 0 | 0 | 0 | 0 | 0 | 0 | 0 | 0 | 0 | 0 | 0 | 0 | 0 | 0 | 0 | 0
Battery | 18 | 5 | 0 | 0 | 0 | 0 | 0 | 0 | 0 | 0 | 0 | 0 | 0 | 0 | 0 | 0 | 0 | 0 | 0 | 0 | 0 | 0 | 0 | 0 | 0 | 0
Battery | 18 | 6 | 0 | 0 | 0 | 0 | 0 | 0 | 0 | 0 | 0 | 0 | 0 | 0 | 0 | 0 | 0 | 0 | 0 | 0 | 0 | 0 | 0 | 0 | 0 | 0
Battery | 18 | 7 | 0 | 0 | 0 | 0 | 0 | 0 | 0 | 0 | 0 | 0 | 0 | 0 | 0 | 0 | 0 | 0 | 0 | 0 | 0 | 0 | 0 | 0 | 0 | 0
Battery | 18 | 8 | 0 | 0 | 0 | 0 | 0 | 0 | 0 | 0 | 0 | 0 | 0 | 0 | 0 | 0 | 0 | 0 | 0 | 0 | 0 | 0 | 0 | 0 | 0 | 0
Battery | 18 | 9 | 0 | 0 | 0 | 0 | 0 | 0 | 0 | 0 | 0 | 0 | 0 | 0 | 0 | 0 | 0 | 0 | 0 | 0 | 0 | 0 | 0 | 0 | 0 | 0
Battery | 18 | 10 | 0 | 0 | 0 | 0 | 0 | 0 | 0 | 0 | 0 | 0 | 0 | 0 | 0 | 0 | 0 | 0 | 0 | 0 | 0 | 0 | 0 | 0 | 0 | 0
Battery | 18 | 11 | 0 | 0 | 0 | 0 | 0 | 0 | 0 | 0 | 0 | 0 | 0 | 0 | 0 | 0 | 0 | 0 | 0 | 0 | 0 | 0 | 0 | 0 | 0 | 0
Battery | 19 | 0 | 0 | 0 | 0 | 0 | 0 | 0 | 0 | 0 | 0 | 0 | 0 | 0 | 0 | 0 | 0 | 0 | 0 | 0 | 0 | 0 | 0 | 0 | 0 | 0
Battery | 19 | 1 | 0 | 0 | 0 | 0 | 0 | 0 | 0 | 0 | 0 | 0 | 0 | 0 | 0 | 0 | 0 | 0 | 0 | 0 | 0 | 0 | 0 | 0 | 0 | 0
Battery | 19 | 2 | 0 | 0 | 0 | 0 | 0 | 0 | 0 | 0 | 0 | 0 | 0 | 0 | 0 | 0 | 0 | 0 | 0 | 0 | 0 | 0 | 0 | 0 | 0 | 0
Battery | 19 | 3 | 0 | 0 | 0 | 0 | 0 | 0 | 0 | 0 | 0 | 0 | 0 | 0 | 0 | 0 | 0 | 0 | 0 | 0 | 0 | 0 | 0 | 0 | 0 | 0
Battery | 19 | 4 | 0 | 0 | 0 | 0 | 0 | 0 | 0 | 0 | 0 | 0 | 0 | 0 | 0 | 0 | 0 | 0 | 0 | 0 | 0 | 0 | 0 | 0 | 0 | 0
Battery | 19 | 5 | 0 | 0 | 0 | 0 | 0 | 0 | 0 | 0 | 0 | 0 | 0 | 0 | 0 | 0 | 0 | 0 | 0 | 0 | 0 | 0 | 0 | 0 | 0 | 0
Battery | 19 | 6 | 0 | 0 | 0 | 0 | 0 | 0 | 0 | 0 | 0 | 0 | 0 | 0 | 0 | 0 | 0 | 0 | 0 | 0 | 0 | 0 | 0 | 0 | 0 | 0
Battery | 19 | 7 | 0 | 0 | 0 | 0 | 0 | 0 | 0 | 0 | 0 | 0 | 0 | 0 | 0 | 0 | 0 | 0 | 0 | 0 | 0 | 0 | 0 | 0 | 0 | 0
Battery | 19 | 8 | 0 | 0 | 0 | 0 | 0 | 0 | 0 | 0 | 0 | 0 | 0 | 0 | 0 | 0 | 0 | 0 | 0 | 0 | 0 | 0 | 0 | 0 | 0 | 0
Battery | 19 | 9 | 0 | 0 | 0 | 0 | 0 | 0 | 0 | 0 | 0 | 0 | 0 | 0 | 0 | 0 | 0 | 0 | 0 | 0 | 0 | 0 | 0 | 0 | 0 | 0
Battery | 19 | 10 | 0 | 0 | 0 | 0 | 0 | 0 | 0 | 0 | 0 | 0 | 0 | 0 | 0 | 0 | 0 | 0 | 0 | 0 | 0 | 0 | 0 | 0 | 0 | 0
Battery | 19 | 11 | 0 | 0 | 0 | 0 | 0 | 0 | 0 | 0 | 0 | 0 | 0 | 0 | 0 | 0 | 0 | 0 | 0 | 0 | 0 | 0 | 0 | 0 | 0 | 0

## Discharging
Storage Technology | Year | Day | Hour 0 | Hour 1 | Hour 2 | Hour 3 | Hour 4 | Hour 5 | Hour 6 | Hour 7 | Hour 8 | Hour 9 | Hour 10 | Hour 11 | Hour 12 | Hour 13 | Hour 14 | Hour 15 | Hour 16 | Hour 17 | Hour 18 | Hour 19 | Hour 20 | Hour 21 | Hour 22 | Hour 23
Battery | 0 | 0 | 0 | 0 | 0 | 2.4659 | 0 | 0 | 0 | 0 | 0 | 0 | 0 | 0 | 0 | 0 | 0 | 1.1184 | 5.6773 | 0 | 6.5561 | 6.5561 | 1.2508 | 6.5561 | 4.2926 | 0
Battery | 0 | 1 | 0 | 0 | 0 | 0.58737 | 0 | 0 | 0 | 0 | 0 | 0 | 0 | 0 | 0 | 0 | 0 | 1.2697 | 5.7015 | 6.5561 | 2.043 | 2.4843 | 1.8245 | 6.5561 | 6.5561 | 0
Battery | 0 | 2 | 0 | 0 | 0 | 2.3133 | 0 | 0.21764 | 0 | 0 | 0 | 0 | 0 | 0 | 0 | 0 | 0 | 0 | 1.2803 | 5.2117 | 6.5561 | 6.5561 | 6.5561 | 0 | 5.782 | 0
Battery | 0 | 3 | 0 | 0.96958 | 0 | 1.271 | 0 | 0 | 0 | 0 | 0 | 0 | 0 | 0 | 0 | 0 | 0 | 0 | 1.4962 | 5.547 | 6.5561 | 6.5561 | 6.5561 | 0 | 5.5212 | 0
Battery | 0 | 4 | 0 | 0 | 0 | 3.0814 | 0 | 0 | 0 | 0 | 0 | 0 | 0 | 0 | 0 | 0 | 0 | 0 | 0.61166 | 4.9596 | 6.5561 | 6.5561 | 1.4298 | 6.5561 | 4.7225 | 0
Battery | 0 | 5 | 0.73372 | 0.29925 | 0 | 0 | 0 | 0 | 0 | 0 | 0 | 0 | 0 | 0 | 0 | 0 | 0 | 0 | 2.5344 | 5.1981 | 2.5262 | 3.6681 | 3.5195 | 6.5561 | 2.8819 | 6.5561
Battery | 0 | 6 | 2.0661 | 1.6014 | 1.0362 | 0.6816 | 0.52048 | 0.44061 | 0 | 0 | 0 | 0 | 0 | 0 | 0 | 0 | 0 | 0 | 0 | 1.6653 | 3.7405 | 4.9426 | 4.8181 | 4.0818 | 4.1881 | 3.6783
Battery | 0 | 7 | 2.0496 | 1.5951 | 1.0805 | 0.73457 | 0.58999 | 0.77523 | 0 | 0 | 0 | 0 | 0 | 0 | 0 | 0 | 0 | 0 | 0 | 1.7132 | 4.088 | 5.0759 | 4.8433 | 4.0617 | 4.2092 | 3.6573
Battery | 0 | 8 | 1.206 | 0.71443 | 0.19487 | 0 | 0 | 0.43957 | 0 | 0 | 0 | 0 | 0 | 0 | 0 | 0 | 0 | 0 | 3.0759 | 1.5838 | 3.6171 | 4.618 | 6.5561 | 6.5561 | 3.2363 | 2.6751
Battery | 0 | 9 | 0 | 1.0667 | 0 | 0 | 0 | 0 | 0 | 0 | 0 | 0 | 0 | 0 | 0 | 0 | 0 | 0.28374 | 4.7983 | 6.5561 | 2.6943 | 3.2542 | 2.595 | 6.5561 | 6.5561 | 0.11274
Battery | 0 | 10 | 0 | 0 | 0 | 2.2065 | 1.0173 | 0 | 0 | 0 | 0 | 0 | 0 | 0 | 0 | 0 | 0 | 1.7144 | 6.5561 | 6.5561 | 1.7457 | 6.5561 | 1.0362 | 6.5561 | 0 | 0
Battery | 0 | 11 | 0 | 0 | 0 | 0 | 0 | 0 | 0 | 0 | 0 | 0 | 0 | 0 | 0 | 0 | 0 | 0 | 3.1835 | 1.7044 | 3.0757 | 3.6431 | 6.5561 | 1.9023 | 6.5561 | 0.28926
Battery | 1 | 0 | 0 | 0 | 0 | 0 | 0 | 0 | 0 | 0 | 0 | 0 | 0 | 0 | 0 | 0 | 0 | 0 | 0 | 0 | 0 | 0 | 0 | 0 | 0 | 0
Battery | 1 | 1 | 0 | 0 | 0 | 0 | 0 | 0 | 0 | 0 | 0 | 0 | 0 | 0 | 0 | 0 | 0 | 0 | 0 | 0 | 0 | 0 | 0 | 0 | 0 | 0
Battery | 1 | 2 | 0 | 0 | 0 | 0 | 0 | 0 | 0 | 0 | 0 | 0 | 0 | 0 | 0 | 0 | 0 | 0 | 0 | 0 | 0 | 0 | 0 | 0 | 0 | 0
Battery | 1 | 3 | 0 | 0 | 0 | 0 | 0 | 0 | 0 | 0 | 0 | 0 | 0 | 0 | 0 | 0 | 0 | 0 | 0 | 0 | 0 | 0 | 0 | 0 | 0 | 0
Battery | 1 | 4 | 0 | 0 | 0 | 0 | 0 | 0 | 0 | 0 | 0 | 0 | 0 | 0 | 0 | 0 | 0 | 0 | 0 | 0 | 0 | 0 | 0 | 0 | 0 | 0
Battery | 1 | 5 | 0 | 0 | 0 | 0 | 0 | 0 | 0 | 0 | 0 | 0 | 0 | 0 | 0 | 0 | 0 | 0 | 0 | 0 | 0 | 0 | 0 | 0 | 0 | 0
Battery | 1 | 6 | 0 | 0 | 0 | 0 | 0 | 0 | 0 | 0 | 0 | 0 | 0 | 0 | 0 | 0 | 0 | 0 | 0 | 0 | 0 | 0 | 0 | 0 | 0 | 0
Battery | 1 | 7 | 0 | 0 | 0 | 0 | 0 | 0 | 0 | 0 | 0 | 0 | 0 | 0 | 0 | 0 | 0 | 0 | 0 | 0 | 0 | 0 | 0 | 0 | 0 | 0
Battery | 1 | 8 | 0 | 0 | 0 | 0 | 0 | 0 | 0 | 0 | 0 | 0 | 0 | 0 | 0 | 0 | 0 | 0 | 0 | 0 | 0 | 0 | 0 | 0 | 0 | 0
Battery | 1 | 9 | 0 | 0 | 0 | 0 | 0 | 0 | 0 | 0 | 0 | 0 | 0 | 0 | 0 | 0 | 0 | 0 | 0 | 0 | 0 | 0 | 0 | 0 | 0 | 0
Battery | 1 | 10 | 0 | 0 | 0 | 0 | 0 | 0 | 0 | 0 | 0 | 0 | 0 | 0 | 0 | 0 | 0 | 0 | 0 | 0 | 0 | 0 | 0 | 0 | 0 | 0
Battery | 1 | 11 | 0 | 0 | 0 | 0 | 0 | 0 | 0 | 0 | 0 | 0 | 0 | 0 | 0 | 0 | 0 | 0 | 0 | 0 | 0 | 0 | 0 | 0 | 0 | 0
Battery | 2 | 0 | 0 | 0 | 0 | 0 | 0 | 0 | 0 | 0 | 0 | 0 | 0 | 0 | 0 | 0 | 0 | 0 | 0 | 0 | 0 | 0 | 0 | 0 | 0 | 0
Battery | 2 | 1 | 0 | 0 | 0 | 0 | 0 | 0 | 0 | 0 | 0 | 0 | 0 | 0 | 0 | 0 | 0 | 0 | 0 | 0 | 0 | 0 | 0 | 0 | 0 | 0
Battery | 2 | 2 | 0 | 0 | 0 | 0 | 0 | 0 | 0 | 0 | 0 | 0 | 0 | 0 | 0 | 0 | 0 | 0 | 0 | 0 | 0 | 0 | 0 | 0 | 0 | 0
Battery | 2 | 3 | 0 | 0 | 0 | 0 | 0 | 0 | 0 | 0 | 0 | 0 | 0 | 0 | 0 | 0 | 0 | 0 | 0 | 0 | 0 | 0 | 0 | 0 | 0 | 0
Battery | 2 | 4 | 0 | 0 | 0 | 0 | 0 | 0 | 0 | 0 | 0 | 0 | 0 | 0 | 0 | 0 | 0 | 0 | 0 | 0 | 0 | 0 | 0 | 0 | 0 | 0
Battery | 2 | 5 | 0 | 0 | 0 | 0 | 0 | 0 | 0 | 0 | 0 | 0 | 0 | 0 | 0 | 0 | 0 | 0 | 0 | 0 | 0 | 0 | 0 | 0 | 0 | 0
Battery | 2 | 6 | 0 | 0 | 0 | 0 | 0 | 0 | 0 | 0 | 0 | 0 | 0 | 0 | 0 | 0 | 0 | 0 | 0 | 0 | 0 | 0 | 0 | 0 | 0 | 0
Battery | 2 | 7 | 0 | 0 | 0 | 0 | 0 | 0 | 0 | 0 | 0 | 0 | 0 | 0 | 0 | 0 | 0 | 0 | 0 | 0 | 0 | 0 | 0 | 0 | 0 | 0
Battery | 2 | 8 | 0 | 0 | 0 | 0 | 0 | 0 | 0 | 0 | 0 | 0 | 0 | 0 | 0 | 0 | 0 | 0 | 0 | 0 | 0 | 0 | 0 | 0 | 0 | 0
Battery | 2 | 9 | 0 | 0 | 0 | 0 | 0 | 0 | 0 | 0 | 0 | 0 | 0 | 0 | 0 | 0 | 0 | 0 | 0 | 0 | 0 | 0 | 0 | 0 | 0 | 0
Battery | 2 | 10 | 0 | 0 | 0 | 0 | 0 | 0 | 0 | 0 | 0 | 0 | 0 | 0 | 0 | 0 | 0 | 0 | 0 | 0 | 0 | 0 | 0 | 0 | 0 | 0
Battery | 2 | 11 | 0 | 0 | 0 | 0 | 0 | 0 | 0 | 0 | 0 | 0 | 0 | 0 | 0 | 0 | 0 | 0 | 0 | 0 | 0 | 0 | 0 | 0 | 0 | 0
Battery | 3 | 0 | 0 | 0 | 0 | 0 | 0 | 0 | 0 | 0 | 0 | 0 | 0 | 0 | 0 | 0 | 0 | 0 | 0 | 0 | 0 | 0 | 0 | 0 | 0 | 0
Battery | 3 | 1 | 0 | 0 | 0 | 0 | 0 | 0 | 0 | 0 | 0 | 0 | 0 | 0 | 0 | 0 | 0 | 0 | 0 | 0 | 0 | 0 | 0 | 0 | 0 | 0
Battery | 3 | 2 | 0 | 0 | 0 | 0 | 0 | 0 | 0 | 0 | 0 | 0 | 0 | 0 | 0 | 0 | 0 | 0 | 0 | 0 | 0 | 0 | 0 | 0 | 0 | 0
Battery | 3 | 3 | 0 | 0 | 0 | 0 | 0 | 0 | 0 | 0 | 0 | 0 | 0 | 0 | 0 | 0 | 0 | 0 | 0 | 0 | 0 | 0 | 0 | 0 | 0 | 0
Battery | 3 | 4 | 0 | 0 | 0 | 0 | 0 | 0 | 0 | 0 | 0 | 0 | 0 | 0 | 0 | 0 | 0 | 0 | 0 | 0 | 0 | 0 | 0 | 0 | 0 | 0
Battery | 3 | 5 | 0 | 0 | 0 | 0 | 0 | 0 | 0 | 0 | 0 | 0 | 0 | 0 | 0 | 0 | 0 | 0 | 0 | 0 | 0 | 0 | 0 | 0 | 0 | 0
Battery | 3 | 6 | 0 | 0 | 0 | 0 | 0 | 0 | 0 | 0 | 0 | 0 | 0 | 0 | 0 | 0 | 0 | 0 | 0 | 0 | 0 | 0 | 0 | 0 | 0 | 0
Battery | 3 | 7 | 0 | 0 | 0 | 0 | 0 | 0 | 0 | 0 | 0 | 0 | 0 | 0 | 0 | 0 | 0 | 0 | 0 | 0 | 0 | 0 | 0 | 0 | 0 | 0
Battery | 3 | 8 | 0 | 0 | 0 | 0 | 0 | 0 | 0 | 0 | 0 | 0 | 0 | 0 | 0 | 0 | 0 | 0 | 0 | 0 | 0 | 0 | 0 | 0 | 0 | 0
Battery | 3 | 9 | 0 | 0 | 0 | 0 | 0 | 0 | 0 | 0 | 0 | 0 | 0 | 0 | 0 | 0 | 0 | 0 | 0 | 0 | 0 | 0 | 0 | 0 | 0 | 0
Battery | 3 | 10 | 0 | 0 | 0 | 0 | 0 | 0 | 0 | 0 | 0 | 0 | 0 | 0 | 0 | 0 | 0 | 0 | 0 | 0 | 0 | 0 | 0 | 0 | 0 | 0
Battery | 3 | 11 | 0 | 0 | 0 | 0 | 0 | 0 | 0 | 0 | 0 | 0 | 0 | 0 | 0 | 0 | 0 | 0 | 0 | 0 | 0 | 0 | 0 | 0 | 0 | 0
Battery | 4 | 0 | 0 | 0 | 0 | 0 | 0 | 0 | 0 | 0 | 0 | 0 | 0 | 0 | 0 | 0 | 0 | 0 | 0 | 0 | 0 | 0 | 0 | 0 | 0 | 0
Battery | 4 | 1 | 0 | 0 | 0 | 0 | 0 | 0 | 0 | 0 | 0 | 0 | 0 | 0 | 0 | 0 | 0 | 0 | 0 | 0 | 0 | 0 | 0 | 0 | 0 | 0
Battery | 4 | 2 | 0 | 0 | 0 | 0 | 0 | 0 | 0 | 0 | 0 | 0 | 0 | 0 | 0 | 0 | 0 | 0 | 0 | 0 | 0 | 0 | 0 | 0 | 0 | 0
Battery | 4 | 3 | 0 | 0 | 0 | 0 | 0 | 0 | 0 | 0 | 0 | 0 | 0 | 0 | 0 | 0 | 0 | 0 | 0 | 0 | 0 | 0 | 0 | 0 | 0 | 0
Battery | 4 | 4 | 0 | 0 | 0 | 0 | 0 | 0 | 0 | 0 | 0 | 0 | 0 | 0 | 0 | 0 | 0 | 0 | 0 | 0 | 0 | 0 | 0 | 0 | 0 | 0
Battery | 4 | 5 | 0 | 0 | 0 | 0 | 0 | 0 | 0 | 0 | 0 | 0 | 0 | 0 | 0 | 0 | 0 | 0 | 0 | 0 | 0 | 0 | 0 | 0 | 0 | 0
Battery | 4 | 6 | 0 | 0 | 0 | 0 | 0 | 0 | 0 | 0 | 0 | 0 | 0 | 0 | 0 | 0 | 0 | 0 | 0 | 0 | 0 | 0 | 0 | 0 | 0 | 0
Battery | 4 | 7 | 0 | 0 | 0 | 0 | 0 | 0 | 0 | 0 | 0 | 0 | 0 | 0 | 0 | 0 | 0 | 0 | 0 | 0 | 0 | 0 | 0 | 0 | 0 | 0
Battery | 4 | 8 | 0 | 0 | 0 | 0 | 0 | 0 | 0 | 0 | 0 | 0 | 0 | 0 | 0 | 0 | 0 | 0 | 0 | 0 | 0 | 0 | 0 | 0 | 0 | 0
Battery | 4 | 9 | 0 | 0 | 0 | 0 | 0 | 0 | 0 | 0 | 0 | 0 | 0 | 0 | 0 | 0 | 0 | 0 | 0 | 0 | 0 | 0 | 0 | 0 | 0 | 0
Battery | 4 | 10 | 0 | 0 | 0 | 0 | 0 | 0 | 0 | 0 | 0 | 0 | 0 | 0 | 0 | 0 | 0 | 0 | 0 | 0 | 0 | 0 | 0 | 0 | 0 | 0
Battery | 4 | 11 | 0 | 0 | 0 | 0 | 0 | 0 | 0 | 0 | 0 | 0 | 0 | 0 | 0 | 0 | 0 | 0 | 0 | 0 | 0 | 0 | 0 | 0 | 0 | 0
Battery | 5 | 0 | 0 | 0 | 0 | 0 | 0 | 0 | 0 | 0 | 0 | 0 | 0 | 0 | 0 | 0 | 0 | 0 | 0 | 0 | 0 | 0 | 0 | 0 | 0 | 0
Battery | 5 | 1 | 0 | 0 | 0 | 0 | 0 | 0 | 0 | 0 | 0 | 0 | 0 | 0 | 0 | 0 | 0 | 0 | 0 | 0 | 0 | 0 | 0 | 0 | 0 | 0
Battery | 5 | 2 | 0 | 0 | 0 | 0 | 0 | 0 | 0 | 0 | 0 | 0 | 0 | 0 | 0 | 0 | 0 | 0 | 0 | 0 | 0 | 0 | 0 | 0 | 0 | 0
Battery | 5 | 3 | 0 | 0 | 0 | 0 | 0 | 0 | 0 | 0 | 0 | 0 | 0 | 0 | 0 | 0 | 0 | 0 | 0 | 0 | 0 | 0 | 0 | 0 | 0 | 0
Battery | 5 | 4 | 0 | 0 | 0 | 0 | 0 | 0 | 0 | 0 | 0 | 0 | 0 | 0 | 0 | 0 | 0 | 0 | 0 | 0 | 0 | 0 | 0 | 0 | 0 | 0
Battery | 5 | 5 | 0 | 0 | 0 | 0 | 0 | 0 | 0 | 0 | 0 | 0 | 0 | 0 | 0 | 0 | 0 | 0 | 0 | 0 | 0 | 0 | 0 | 0 | 0 | 0
Battery | 5 | 6 | 0 | 0 | 0 | 0 | 0 | 0 | 0 | 0 | 0 | 0 | 0 | 0 | 0 | 0 | 0 | 0 | 0 | 0 | 0 | 0 | 0 | 0 | 0 | 0
Battery | 5 | 7 | 0 | 0 | 0 | 0 | 0 | 0 | 0 | 0 | 0 | 0 | 0 | 0 | 0 | 0 | 0 | 0 | 0 | 0 | 0 | 0 | 0 | 0 | 0 | 0
Battery | 5 | 8 | 0 | 0 | 0 | 0 | 0 | 0 | 0 | 0 | 0 | 0 | 0 | 0 | 0 | 0 | 0 | 0 | 0 | 0 | 0 | 0 | 0 | 0 | 0 | 0
Battery | 5 | 9 | 0 | 0 | 0 | 0 | 0 | 0 | 0 | 0 | 0 | 0 | 0 | 0 | 0 | 0 | 0 | 0 | 0 | 0 | 0 | 0 | 0 | 0 | 0 | 0
Battery | 5 | 10 | 0 | 0 | 0 | 0 | 0 | 0 | 0 | 0 | 0 | 0 | 0 | 0 | 0 | 0 | 0 | 0 | 0 | 0 | 0 | 0 | 0 | 0 | 0 | 0
Battery | 5 | 11 | 0 | 0 | 0 | 0 | 0 | 0 | 0 | 0 | 0 | 0 | 0 | 0 | 0 | 0 | 0 | 0 | 0 | 0 | 0 | 0 | 0 | 0 | 0 | 0
Battery | 6 | 0 | 0 | 0 | 0 | 0 | 0 | 0 | 0 | 0 | 0 | 0 | 0 | 0 | 0 | 0 | 0 | 0 | 0 | 0 | 0 | 0 | 0 | 0 | 0 | 0
Battery | 6 | 1 | 0 | 0 | 0 | 0 | 0 | 0 | 0 | 0 | 0 | 0 | 0 | 0 | 0 | 0 | 0 | 0 | 0 | 0 | 0 | 0 | 0 | 0 | 0 | 0
Battery | 6 | 2 | 0 | 0 | 0 | 0 | 0 | 0 | 0 | 0 | 0 | 0 | 0 | 0 | 0 | 0 | 0 | 0 | 0 | 0 | 0 | 0 | 0 | 0 | 0 | 0
Battery | 6 | 3 | 0 | 0 | 0 | 0 | 0 | 0 | 0 | 0 | 0 | 0 | 0 | 0 | 0 | 0 | 0 | 0 | 0 | 0 | 0 | 0 | 0 | 0 | 0 | 0
Battery | 6 | 4 | 0 | 0 | 0 | 0 | 0 | 0 | 0 | 0 | 0 | 0 | 0 | 0 | 0 | 0 | 0 | 0 | 0 | 0 | 0 | 0 | 0 | 0 | 0 | 0
Battery | 6 | 5 | 0 | 0 | 0 | 0 | 0 | 0 | 0 | 0 | 0 | 0 | 0 | 0 | 0 | 0 | 0 | 0 | 0 | 0 | 0 | 0 | 0 | 0 | 0 | 0
Battery | 6 | 6 | 0 | 0 | 0 | 0 | 0 | 0 | 0 | 0 | 0 | 0 | 0 | 0 | 0 | 0 | 0 | 0 | 0 | 0 | 0 | 0 | 0 | 0 | 0 | 0
Battery | 6 | 7 | 0 | 0 | 0 | 0 | 0 | 0 | 0 | 0 | 0 | 0 | 0 | 0 | 0 | 0 | 0 | 0 | 0 | 0 | 0 | 0 | 0 | 0 | 0 | 0
Battery | 6 | 8 | 0 | 0 | 0 | 0 | 0 | 0 | 0 | 0 | 0 | 0 | 0 | 0 | 0 | 0 | 0 | 0 | 0 | 0 | 0 | 0 | 0 | 0 | 0 | 0
Battery | 6 | 9 | 0 | 0 | 0 | 0 | 0 | 0 | 0 | 0 | 0 | 0 | 0 | 0 | 0 | 0 | 0 | 0 | 0 | 0 | 0 | 0 | 0 | 0 | 0 | 0
Battery | 6 | 10 | 0 | 0 | 0 | 0 | 0 | 0 | 0 | 0 | 0 | 0 | 0 | 0 | 0 | 0 | 0 | 0 | 0 | 0 | 0 | 0 | 0 | 0 | 0 | 0
Battery | 6 | 11 | 0 | 0 | 0 | 0 | 0 | 0 | 0 | 0 | 0 | 0 | 0 | 0 | 0 | 0 | 0 | 0 | 0 | 0 | 0 | 0 | 0 | 0 | 0 | 0
Battery | 7 | 0 | 0 | 0 | 0 | 0 | 0 | 0 | 0 | 0 | 0 | 0 | 0 | 0 | 0 | 0 | 0 | 0 | 0 | 0 | 0 | 0 | 0 | 0 | 0 | 0
Battery | 7 | 1 | 0 | 0 | 0 | 0 | 0 | 0 | 0 | 0 | 0 | 0 | 0 | 0 | 0 | 0 | 0 | 0 | 0 | 0 | 0 | 0 | 0 | 0 | 0 | 0
Battery | 7 | 2 | 0 | 0 | 0 | 0 | 0 | 0 | 0 | 0 | 0 | 0 | 0 | 0 | 0 | 0 | 0 | 0 | 0 | 0 | 0 | 0 | 0 | 0 | 0 | 0
Battery | 7 | 3 | 0 | 0 | 0 | 0 | 0 | 0 | 0 | 0 | 0 | 0 | 0 | 0 | 0 | 0 | 0 | 0 | 0 | 0 | 0 | 0 | 0 | 0 | 0 | 0
Battery | 7 | 4 | 0 | 0 | 0 | 0 | 0 | 0 | 0 | 0 | 0 | 0 | 0 | 0 | 0 | 0 | 0 | 0 | 0 | 0 | 0 | 0 | 0 | 0 | 0 | 0
Battery | 7 | 5 | 0 | 0 | 0 | 0 | 0 | 0 | 0 | 0 | 0 | 0 | 0 | 0 | 0 | 0 | 0 | 0 | 0 | 0 | 0 | 0 | 0 | 0 | 0 | 0
Battery | 7 | 6 | 0 | 0 | 0 | 0 | 0 | 0 | 0 | 0 | 0 | 0 | 0 | 0 | 0 | 0 | 0 | 0 | 0 | 0 | 0 | 0 | 0 | 0 | 0 | 0
Battery | 7 | 7 | 0 | 0 | 0 | 0 | 0 | 0 | 0 | 0 | 0 | 0 | 0 | 0 | 0 | 0 | 0 | 0 | 0 | 0 | 0 | 0 | 0 | 0 | 0 | 0
Battery | 7 | 8 | 0 | 0 | 0 | 0 | 0 | 0 | 0 | 0 | 0 | 0 | 0 | 0 | 0 | 0 | 0 | 0 | 0 | 0 | 0 | 0 | 0 | 0 | 0 | 0
Battery | 7 | 9 | 0 | 0 | 0 | 0 | 0 | 0 | 0 | 0 | 0 | 0 | 0 | 0 | 0 | 0 | 0 | 0 | 0 | 0 | 0 | 0 | 0 | 0 | 0 | 0
Battery | 7 | 10 | 0 | 0 | 0 | 0 | 0 | 0 | 0 | 0 | 0 | 0 | 0 | 0 | 0 | 0 | 0 | 0 | 0 | 0 | 0 | 0 | 0 | 0 | 0 | 0
Battery | 7 | 11 | 0 | 0 | 0 | 0 | 0 | 0 | 0 | 0 | 0 | 0 | 0 | 0 | 0 | 0 | 0 | 0 | 0 | 0 | 0 | 0 | 0 | 0 | 0 | 0
Battery | 8 | 0 | 0 | 0 | 0 | 0 | 0 | 0 | 0 | 0 | 0 | 0 | 0 | 0 | 0 | 0 | 0 | 0 | 0 | 0 | 0 | 0 | 0 | 0 | 0 | 0
Battery | 8 | 1 | 0 | 0 | 0 | 0 | 0 | 0 | 0 | 0 | 0 | 0 | 0 | 0 | 0 | 0 | 0 | 0 | 0 | 0 | 0 | 0 | 0 | 0 | 0 | 0
Battery | 8 | 2 | 0 | 0 | 0 | 0 | 0 | 0 | 0 | 0 | 0 | 0 | 0 | 0 | 0 | 0 | 0 | 0 | 0 | 0 | 0 | 0 | 0 | 0 | 0 | 0
Battery | 8 | 3 | 0 | 0 | 0 | 0 | 0 | 0 | 0 | 0 | 0 | 0 | 0 | 0 | 0 | 0 | 0 | 0 | 0 | 0 | 0 | 0 | 0 | 0 | 0 | 0
Battery | 8 | 4 | 0 | 0 | 0 | 0 | 0 | 0 | 0 | 0 | 0 | 0 | 0 | 0 | 0 | 0 | 0 | 0 | 0 | 0 | 0 | 0 | 0 | 0 | 0 | 0
Battery | 8 | 5 | 0 | 0 | 0 | 0 | 0 | 0 | 0 | 0 | 0 | 0 | 0 | 0 | 0 | 0 | 0 | 0 | 0 | 0 | 0 | 0 | 0 | 0 | 0 | 0
Battery | 8 | 6 | 0 | 0 | 0 | 0 | 0 | 0 | 0 | 0 | 0 | 0 | 0 | 0 | 0 | 0 | 0 | 0 | 0 | 0 | 0 | 0 | 0 | 0 | 0 | 0
Battery | 8 | 7 | 0 | 0 | 0 | 0 | 0 | 0 | 0 | 0 | 0 | 0 | 0 | 0 | 0 | 0 | 0 | 0 | 0 | 0 | 0 | 0 | 0 | 0 | 0 | 0
Battery | 8 | 8 | 0 | 0 | 0 | 0 | 0 | 0 | 0 | 0 | 0 | 0 | 0 | 0 | 0 | 0 | 0 | 0 | 0 | 0 | 0 | 0 | 0 | 0 | 0 | 0
Battery | 8 | 9 | 0 | 0 | 0 | 0 | 0 | 0 | 0 | 0 | 0 | 0 | 0 | 0 | 0 | 0 | 0 | 0 | 0 | 0 | 0 | 0 | 0 | 0 | 0 | 0
Battery | 8 | 10 | 0 | 0 | 0 | 0 | 0 | 0 | 0 | 0 | 0 | 0 | 0 | 0 | 0 | 0 | 0 | 0 | 0 | 0 | 0 | 0 | 0 | 0 | 0 | 0
Battery | 8 | 11 | 0 | 0 | 0 | 0 | 0 | 0 | 0 | 0 | 0 | 0 | 0 | 0 | 0 | 0 | 0 | 0 | 0 | 0 | 0 | 0 | 0 | 0 | 0 | 0
Battery | 9 | 0 | 0 | 0 | 0 | 0 | 0 | 0 | 0 | 0 | 0 | 0 | 0 | 0 | 0 | 0 | 0 | 0 | 0 | 0 | 0 | 0 | 0 | 0 | 0 | 0
Battery | 9 | 1 | 0 | 0 | 0 | 0 | 0 | 0 | 0 | 0 | 0 | 0 | 0 | 0 | 0 | 0 | 0 | 0 | 0 | 0 | 0 | 0 | 0 | 0 | 0 | 0
Battery | 9 | 2 | 0 | 0 | 0 | 0 | 0 | 0 | 0 | 0 | 0 | 0 | 0 | 0 | 0 | 0 | 0 | 0 | 0 | 0 | 0 | 0 | 0 | 0 | 0 | 0
Battery | 9 | 3 | 0 | 0 | 0 | 0 | 0 | 0 | 0 | 0 | 0 | 0 | 0 | 0 | 0 | 0 | 0 | 0 | 0 | 0 | 0 | 0 | 0 | 0 | 0 | 0
Battery | 9 | 4 | 0 | 0 | 0 | 0 | 0 | 0 | 0 | 0 | 0 | 0 | 0 | 0 | 0 | 0 | 0 | 0 | 0 | 0 | 0 | 0 | 0 | 0 | 0 | 0
Battery | 9 | 5 | 0 | 0 | 0 | 0 | 0 | 0 | 0 | 0 | 0 | 0 | 0 | 0 | 0 | 0 | 0 | 0 | 0 | 0 | 0 | 0 | 0 | 0 | 0 | 0
Battery | 9 | 6 | 0 | 0 | 0 | 0 | 0 | 0 | 0 | 0 | 0 | 0 | 0 | 0 | 0 | 0 | 0 | 0 | 0 | 0 | 0 | 0 | 0 | 0 | 0 | 0
Battery | 9 | 7 | 0 | 0 | 0 | 0 | 0 | 0 | 0 | 0 | 0 | 0 | 0 | 0 | 0 | 0 | 0 | 0 | 0 | 0 | 0 | 0 | 0 | 0 | 0 | 0
Battery | 9 | 8 | 0 | 0 | 0 | 0 | 0 | 0 | 0 | 0 | 0 | 0 | 0 | 0 | 0 | 0 | 0 | 0 | 0 | 0 | 0 | 0 | 0 | 0 | 0 | 0
Battery | 9 | 9 | 0 | 0 | 0 | 0 | 0 | 0 | 0 | 0 | 0 | 0 | 0 | 0 | 0 | 0 | 0 | 0 | 0 | 0 | 0 | 0 | 0 | 0 | 0 | 0
Battery | 9 | 10 | 0 | 0 | 0 | 0 | 0 | 0 | 0 | 0 | 0 | 0 | 0 | 0 | 0 | 0 | 0 | 0 | 0 | 0 | 0 | 0 | 0 | 0 | 0 | 0
Battery | 9 | 11 | 0 | 0 | 0 | 0 | 0 | 0 | 0 | 0 | 0 | 0 | 0 | 0 | 0 | 0 | 0 | 0 | 0 | 0 | 0 | 0 | 0 | 0 | 0 | 0
Battery | 10 | 0 | 0 | 0 | 0 | 0 | 0 | 0 | 0 | 0 | 0 | 0 | 0 | 0 | 0 | 0 | 0 | 0 | 0 | 0 | 0 | 0 | 0 | 0 | 0 | 0
Battery | 10 | 1 | 0 | 0 | 0 | 0 | 0 | 0 | 0 | 0 | 0 | 0 | 0 | 0 | 0 | 0 | 0 | 0 | 0 | 0 | 0 | 0 | 0 | 0 | 0 | 0
Battery | 10 | 2 | 0 | 0 | 0 | 0 | 0 | 0 | 0 | 0 | 0 | 0 | 0 | 0 | 0 | 0 | 0 | 0 | 0 | 0 | 0 | 0 | 0 | 0 | 0 | 0
Battery | 10 | 3 | 0 | 0 | 0 | 0 | 0 | 0 | 0 | 0 | 0 | 0 | 0 | 0 | 0 | 0 | 0 | 0 | 0 | 0 | 0 | 0 | 0 | 0 | 0 | 0
Battery | 10 | 4 | 0 | 0 | 0 | 0 | 0 | 0 | 0 | 0 | 0 | 0 | 0 | 0 | 0 | 0 | 0 | 0 | 0 | 0 | 0 | 0 | 0 | 0 | 0 | 0
Battery | 10 | 5 | 0 | 0 | 0 | 0 | 0 | 0 | 0 | 0 | 0 | 0 | 0 | 0 | 0 | 0 | 0 | 0 | 0 | 0 | 0 | 0 | 0 | 0 | 0 | 0
Battery | 10 | 6 | 0 | 0 | 0 | 0 | 0 | 0 | 0 | 0 | 0 | 0 | 0 | 0 | 0 | 0 | 0 | 0 | 0 | 0 | 0 | 0 | 0 | 0 | 0 | 0
Battery | 10 | 7 | 0 | 0 | 0 | 0 | 0 | 0 | 0 | 0 | 0 | 0 | 0 | 0 | 0 | 0 | 0 | 0 | 0 | 0 | 0 | 0 | 0 | 0 | 0 | 0
Battery | 10 | 8 | 0 | 0 | 0 | 0 | 0 | 0 | 0 | 0 | 0 | 0 | 0 | 0 | 0 | 0 | 0 | 0 | 0 | 0 | 0 | 0 | 0 | 0 | 0 | 0
Battery | 10 | 9 | 0 | 0 | 0 | 0 | 0 | 0 | 0 | 0 | 0 | 0 | 0 | 0 | 0 | 0 | 0 | 0 | 0 | 0 | 0 | 0 | 0 | 0 | 0 | 0
Battery | 10 | 10 | 0 | 0 | 0 | 0 | 0 | 0 | 0 | 0 | 0 | 0 | 0 | 0 | 0 | 0 | 0 | 0 | 0 | 0 | 0 | 0 | 0 | 0 | 0 | 0
Battery | 10 | 11 | 0 | 0 | 0 | 0 | 0 | 0 | 0 | 0 | 0 | 0 | 0 | 0 | 0 | 0 | 0 | 0 | 0 | 0 | 0 | 0 | 0 | 0 | 0 | 0
Battery | 11 | 0 | 0 | 0 | 0 | 0 | 0 | 0 | 0 | 0 | 0 | 0 | 0 | 0 | 0 | 0 | 0 | 0 | 0 | 0 | 0 | 0 | 0 | 0 | 0 | 0
Battery | 11 | 1 | 0 | 0 | 0 | 0 | 0 | 0 | 0 | 0 | 0 | 0 | 0 | 0 | 0 | 0 | 0 | 0 | 0 | 0 | 0 | 0 | 0 | 0 | 0 | 0
Battery | 11 | 2 | 0 | 0 | 0 | 0 | 0 | 0 | 0 | 0 | 0 | 0 | 0 | 0 | 0 | 0 | 0 | 0 | 0 | 0 | 0 | 0 | 0 | 0 | 0 | 0
Battery | 11 | 3 | 0 | 0 | 0 | 0 | 0 | 0 | 0 | 0 | 0 | 0 | 0 | 0 | 0 | 0 | 0 | 0 | 0 | 0 | 0 | 0 | 0 | 0 | 0 | 0
Battery | 11 | 4 | 0 | 0 | 0 | 0 | 0 | 0 | 0 | 0 | 0 | 0 | 0 | 0 | 0 | 0 | 0 | 0 | 0 | 0 | 0 | 0 | 0 | 0 | 0 | 0
Battery | 11 | 5 | 0 | 0 | 0 | 0 | 0 | 0 | 0 | 0 | 0 | 0 | 0 | 0 | 0 | 0 | 0 | 0 | 0 | 0 | 0 | 0 | 0 | 0 | 0 | 0
Battery | 11 | 6 | 0 | 0 | 0 | 0 | 0 | 0 | 0 | 0 | 0 | 0 | 0 | 0 | 0 | 0 | 0 | 0 | 0 | 0 | 0 | 0 | 0 | 0 | 0 | 0
Battery | 11 | 7 | 0 | 0 | 0 | 0 | 0 | 0 | 0 | 0 | 0 | 0 | 0 | 0 | 0 | 0 | 0 | 0 | 0 | 0 | 0 | 0 | 0 | 0 | 0 | 0
Battery | 11 | 8 | 0 | 0 | 0 | 0 | 0 | 0 | 0 | 0 | 0 | 0 | 0 | 0 | 0 | 0 | 0 | 0 | 0 | 0 | 0 | 0 | 0 | 0 | 0 | 0
Battery | 11 | 9 | 0 | 0 | 0 | 0 | 0 | 0 | 0 | 0 | 0 | 0 | 0 | 0 | 0 | 0 | 0 | 0 | 0 | 0 | 0 | 0 | 0 | 0 | 0 | 0
Battery | 11 | 10 | 0 | 0 | 0 | 0 | 0 | 0 | 0 | 0 | 0 | 0 | 0 | 0 | 0 | 0 | 0 | 0 | 0 | 0 | 0 | 0 | 0 | 0 | 0 | 0
Battery | 11 | 11 | 0 | 0 | 0 | 0 | 0 | 0 | 0 | 0 | 0 | 0 | 0 | 0 | 0 | 0 | 0 | 0 | 0 | 0 | 0 | 0 | 0 | 0 | 0 | 0
Battery | 12 | 0 | 0 | 0 | 0 | 0 | 0 | 0 | 0 | 0 | 0 | 0 | 0 | 0 | 0 | 0 | 0 | 0 | 0 | 0 | 0 | 0 | 0 | 0 | 0 | 0
Battery | 12 | 1 | 0 | 0 | 0 | 0 | 0 | 0 | 0 | 0 | 0 | 0 | 0 | 0 | 0 | 0 | 0 | 0 | 0 | 0 | 0 | 0 | 0 | 0 | 0 | 0
Battery | 12 | 2 | 0 | 0 | 0 | 0 | 0 | 0 | 0 | 0 | 0 | 0 | 0 | 0 | 0 | 0 | 0 | 0 | 0 | 0 | 0 | 0 | 0 | 0 | 0 | 0
Battery | 12 | 3 | 0 | 0 | 0 | 0 | 0 | 0 | 0 | 0 | 0 | 0 | 0 | 0 | 0 | 0 | 0 | 0 | 0 | 0 | 0 | 0 | 0 | 0 | 0 | 0
Battery | 12 | 4 | 0 | 0 | 0 | 0 | 0 | 0 | 0 | 0 | 0 | 0 | 0 | 0 | 0 | 0 | 0 | 0 | 0 | 0 | 0 | 0 | 0 | 0 | 0 | 0
Battery | 12 | 5 | 0 | 0 | 0 | 0 | 0 | 0 | 0 | 0 | 0 | 0 | 0 | 0 | 0 | 0 | 0 | 0 | 0 | 0 | 0 | 0 | 0 | 0 | 0 | 0
Battery | 12 | 6 | 0 | 0 | 0 | 0 | 0 | 0 | 0 | 0 | 0 | 0 | 0 | 0 | 0 | 0 | 0 | 0 | 0 | 0 | 0 | 0 | 0 | 0 | 0 | 0
Battery | 12 | 7 | 0 | 0 | 0 | 0 | 0 | 0 | 0 | 0 | 0 | 0 | 0 | 0 | 0 | 0 | 0 | 0 | 0 | 0 | 0 | 0 | 0 | 0 | 0 | 0
Battery | 12 | 8 | 0 | 0 | 0 | 0 | 0 | 0 | 0 | 0 | 0 | 0 | 0 | 0 | 0 | 0 | 0 | 0 | 0 | 0 | 0 | 0 | 0 | 0 | 0 | 0
Battery | 12 | 9 | 0 | 0 | 0 | 0 | 0 | 0 | 0 | 0 | 0 | 0 | 0 | 0 | 0 | 0 | 0 | 0 | 0 | 0 | 0 | 0 | 0 | 0 | 0 | 0
Battery | 12 | 10 | 0 | 0 | 0 | 0 | 0 | 0 | 0 | 0 | 0 | 0 | 0 | 0 | 0 | 0 | 0 | 0 | 0 | 0 | 0 | 0 | 0 | 0 | 0 | 0
Battery | 12 | 11 | 0 | 0 | 0 | 0 | 0 | 0 | 0 | 0 | 0 | 0 | 0 | 0 | 0 | 0 | 0 | 0 | 0 | 0 | 0 | 0 | 0 | 0 | 0 | 0
Battery | 13 | 0 | 0 | 0 | 0 | 0 | 0 | 0 | 0 | 0 | 0 | 0 | 0 | 0 | 0 | 0 | 0 | 0 | 0 | 0 | 0 | 0 | 0 | 0 | 0 | 0
Battery | 13 | 1 | 0 | 0 | 0 | 0 | 0 | 0 | 0 | 0 | 0 | 0 | 0 | 0 | 0 | 0 | 0 | 0 | 0 | 0 | 0 | 0 | 0 | 0 | 0 | 0
Battery | 13 | 2 | 0 | 0 | 0 | 0 | 0 | 0 | 0 | 0 | 0 | 0 | 0 | 0 | 0 | 0 | 0 | 0 | 0 | 0 | 0 | 0 | 0 | 0 | 0 | 0
Battery | 13 | 3 | 0 | 0 | 0 | 0 | 0 | 0 | 0 | 0 | 0 | 0 | 0 | 0 | 0 | 0 | 0 | 0 | 0 | 0 | 0 | 0 | 0 | 0 | 0 | 0
Battery | 13 | 4 | 0 | 0 | 0 | 0 | 0 | 0 | 0 | 0 | 0 | 0 | 0 | 0 | 0 | 0 | 0 | 0 | 0 | 0 | 0 | 0 | 0 | 0 | 0 | 0
Battery | 13 | 5 | 0 | 0 | 0 | 0 | 0 | 0 | 0 | 0 | 0 | 0 | 0 | 0 | 0 | 0 | 0 | 0 | 0 | 0 | 0 | 0 | 0 | 0 | 0 | 0
Battery | 13 | 6 | 0 | 0 | 0 | 0 | 0 | 0 | 0 | 0 | 0 | 0 | 0 | 0 | 0 | 0 | 0 | 0 | 0 | 0 | 0 | 0 | 0 | 0 | 0 | 0
Battery | 13 | 7 | 0 | 0 | 0 | 0 | 0 | 0 | 0 | 0 | 0 | 0 | 0 | 0 | 0 | 0 | 0 | 0 | 0 | 0 | 0 | 0 | 0 | 0 | 0 | 0
Battery | 13 | 8 | 0 | 0 | 0 | 0 | 0 | 0 | 0 | 0 | 0 | 0 | 0 | 0 | 0 | 0 | 0 | 0 | 0 | 0 | 0 | 0 | 0 | 0 | 0 | 0
Battery | 13 | 9 | 0 | 0 | 0 | 0 | 0 | 0 | 0 | 0 | 0 | 0 | 0 | 0 | 0 | 0 | 0 | 0 | 0 | 0 | 0 | 0 | 0 | 0 | 0 | 0
Battery | 13 | 10 | 0 | 0 | 0 | 0 | 0 | 0 | 0 | 0 | 0 | 0 | 0 | 0 | 0 | 0 | 0 | 0 | 0 | 0 | 0 | 0 | 0 | 0 | 0 | 0
Battery | 13 | 11 | 0 | 0 | 0 | 0 | 0 | 0 | 0 | 0 | 0 | 0 | 0 | 0 | 0 | 0 | 0 | 0 | 0 | 0 | 0 | 0 | 0 | 0 | 0 | 0
Battery | 14 | 0 | 0 | 0 | 0 | 0 | 0 | 0 | 0 | 0 | 0 | 0 | 0 | 0 | 0 | 0 | 0 | 0 | 0 | 0 | 0 | 0 | 0 | 0 | 0 | 0
Battery | 14 | 1 | 0 | 0 | 0 | 0 | 0 | 0 | 0 | 0 | 0 | 0 | 0 | 0 | 0 | 0 | 0 | 0 | 0 | 0 | 0 | 0 | 0 | 0 | 0 | 0
Battery | 14 | 2 | 0 | 0 | 0 | 0 | 0 | 0 | 0 | 0 | 0 | 0 | 0 | 0 | 0 | 0 | 0 | 0 | 0 | 0 | 0 | 0 | 0 | 0 | 0 | 0
Battery | 14 | 3 | 0 | 0 | 0 | 0 | 0 | 0 | 0 | 0 | 0 | 0 | 0 | 0 | 0 | 0 | 0 | 0 | 0 | 0 | 0 | 0 | 0 | 0 | 0 | 0
Battery | 14 | 4 | 0 | 0 | 0 | 0 | 0 | 0 | 0 | 0 | 0 | 0 | 0 | 0 | 0 | 0 | 0 | 0 | 0 | 0 | 0 | 0 | 0 | 0 | 0 | 0
Battery | 14 | 5 | 0 | 0 | 0 | 0 | 0 | 0 | 0 | 0 | 0 | 0 | 0 | 0 | 0 | 0 | 0 | 0 | 0 | 0 | 0 | 0 | 0 | 0 | 0 | 0
Battery | 14 | 6 | 0 | 0 | 0 | 0 | 0 | 0 | 0 | 0 | 0 | 0 | 0 | 0 | 0 | 0 | 0 | 0 | 0 | 0 | 0 | 0 | 0 | 0 | 0 | 0
Battery | 14 | 7 | 0 | 0 | 0 | 0 | 0 | 0 | 0 | 0 | 0 | 0 | 0 | 0 | 0 | 0 | 0 | 0 | 0 | 0 | 0 | 0 | 0 | 0 | 0 | 0
Battery | 14 | 8 | 0 | 0 | 0 | 0 | 0 | 0 | 0 | 0 | 0 | 0 | 0 | 0 | 0 | 0 | 0 | 0 | 0 | 0 | 0 | 0 | 0 | 0 | 0 | 0
Battery | 14 | 9 | 0 | 0 | 0 | 0 | 0 | 0 | 0 | 0 | 0 | 0 | 0 | 0 | 0 | 0 | 0 | 0 | 0 | 0 | 0 | 0 | 0 | 0 | 0 | 0
Battery | 14 | 10 | 0 | 0 | 0 | 0 | 0 | 0 | 0 | 0 | 0 | 0 | 0 | 0 | 0 | 0 | 0 | 0 | 0 | 0 | 0 | 0 | 0 | 0 | 0 | 0
Battery | 14 | 11 | 0 | 0 | 0 | 0 | 0 | 0 | 0 | 0 | 0 | 0 | 0 | 0 | 0 | 0 | 0 | 0 | 0 | 0 | 0 | 0 | 0 | 0 | 0 | 0
Battery | 15 | 0 | 0 | 0 | 0 | 0 | 0 | 0 | 0 | 0 | 0 | 0 | 0 | 0 | 0 | 0 | 0 | 0 | 0 | 0 | 0 | 0 | 0 | 0 | 0 | 0
Battery | 15 | 1 | 0 | 0 | 0 | 0 | 0 | 0 | 0 | 0 | 0 | 0 | 0 | 0 | 0 | 0 | 0 | 0 | 0 | 0 | 0 | 0 | 0 | 0 | 0 | 0
Battery | 15 | 2 | 0 | 0 | 0 | 0 | 0 | 0 | 0 | 0 | 0 | 0 | 0 | 0 | 0 | 0 | 0 | 0 | 0 | 0 | 0 | 0 | 0 | 0 | 0 | 0
Battery | 15 | 3 | 0 | 0 | 0 | 0 | 0 | 0 | 0 | 0 | 0 | 0 | 0 | 0 | 0 | 0 | 0 | 0 | 0 | 0 | 0 | 0 | 0 | 0 | 0 | 0
Battery | 15 | 4 | 0 | 0 | 0 | 0 | 0 | 0 | 0 | 0 | 0 | 0 | 0 | 0 | 0 | 0 | 0 | 0 | 0 | 0 | 0 | 0 | 0 | 0 | 0 | 0
Battery | 15 | 5 | 0 | 0 | 0 | 0 | 0 | 0 | 0 | 0 | 0 | 0 | 0 | 0 | 0 | 0 | 0 | 0 | 0 | 0 | 0 | 0 | 0 | 0 | 0 | 0
Battery | 15 | 6 | 0 | 0 | 0 | 0 | 0 | 0 | 0 | 0 | 0 | 0 | 0 | 0 | 0 | 0 | 0 | 0 | 0 | 0 | 0 | 0 | 0 | 0 | 0 | 0
Battery | 15 | 7 | 0 | 0 | 0 | 0 | 0 | 0 | 0 | 0 | 0 | 0 | 0 | 0 | 0 | 0 | 0 | 0 | 0 | 0 | 0 | 0 | 0 | 0 | 0 | 0
Battery | 15 | 8 | 0 | 0 | 0 | 0 | 0 | 0 | 0 | 0 | 0 | 0 | 0 | 0 | 0 | 0 | 0 | 0 | 0 | 0 | 0 | 0 | 0 | 0 | 0 | 0
Battery | 15 | 9 | 0 | 0 | 0 | 0 | 0 | 0 | 0 | 0 | 0 | 0 | 0 | 0 | 0 | 0 | 0 | 0 | 0 | 0 | 0 | 0 | 0 | 0 | 0 | 0
Battery | 15 | 10 | 0 | 0 | 0 | 0 | 0 | 0 | 0 | 0 | 0 | 0 | 0 | 0 | 0 | 0 | 0 | 0 | 0 | 0 | 0 | 0 | 0 | 0 | 0 | 0
Battery | 15 | 11 | 0 | 0 | 0 | 0 | 0 | 0 | 0 | 0 | 0 | 0 | 0 | 0 | 0 | 0 | 0 | 0 | 0 | 0 | 0 | 0 | 0 | 0 | 0 | 0
Battery | 16 | 0 | 0 | 0 | 0 | 0 | 0 | 0 | 0 | 0 | 0 | 0 | 0 | 0 | 0 | 0 | 0 | 0 | 0 | 0 | 0 | 0 | 0 | 0 | 0 | 0
Battery | 16 | 1 | 0 | 0 | 0 | 0 | 0 | 0 | 0 | 0 | 0 | 0 | 0 | 0 | 0 | 0 | 0 | 0 | 0 | 0 | 0 | 0 | 0 | 0 | 0 | 0
Battery | 16 | 2 | 0 | 0 | 0 | 0 | 0 | 0 | 0 | 0 | 0 | 0 | 0 | 0 | 0 | 0 | 0 | 0 | 0 | 0 | 0 | 0 | 0 | 0 | 0 | 0
Battery | 16 | 3 | 0 | 0 | 0 | 0 | 0 | 0 | 0 | 0 | 0 | 0 | 0 | 0 | 0 | 0 | 0 | 0 | 0 | 0 | 0 | 0 | 0 | 0 | 0 | 0
Battery | 16 | 4 | 0 | 0 | 0 | 0 | 0 | 0 | 0 | 0 | 0 | 0 | 0 | 0 | 0 | 0 | 0 | 0 | 0 | 0 | 0 | 0 | 0 | 0 | 0 | 0
Battery | 16 | 5 | 0 | 0 | 0 | 0 | 0 | 0 | 0 | 0 | 0 | 0 | 0 | 0 | 0 | 0 | 0 | 0 | 0 | 0 | 0 | 0 | 0 | 0 | 0 | 0
Battery | 16 | 6 | 0 | 0 | 0 | 0 | 0 | 0 | 0 | 0 | 0 | 0 | 0 | 0 | 0 | 0 | 0 | 0 | 0 | 0 | 0 | 0 | 0 | 0 | 0 | 0
Battery | 16 | 7 | 0 | 0 | 0 | 0 | 0 | 0 | 0 | 0 | 0 | 0 | 0 | 0 | 0 | 0 | 0 | 0 | 0 | 0 | 0 | 0 | 0 | 0 | 0 | 0
Battery | 16 | 8 | 0 | 0 | 0 | 0 | 0 | 0 | 0 | 0 | 0 | 0 | 0 | 0 | 0 | 0 | 0 | 0 | 0 | 0 | 0 | 0 | 0 | 0 | 0 | 0
Battery | 16 | 9 | 0 | 0 | 0 | 0 | 0 | 0 | 0 | 0 | 0 | 0 | 0 | 0 | 0 | 0 | 0 | 0 | 0 | 0 | 0 | 0 | 0 | 0 | 0 | 0
Battery | 16 | 10 | 0 | 0 | 0 | 0 | 0 | 0 | 0 | 0 | 0 | 0 | 0 | 0 | 0 | 0 | 0 | 0 | 0 | 0 | 0 | 0 | 0 | 0 | 0 | 0
Battery | 16 | 11 | 0 | 0 | 0 | 0 | 0 | 0 | 0 | 0 | 0 | 0 | 0 | 0 | 0 | 0 | 0 | 0 | 0 | 0 | 0 | 0 | 0 | 0 | 0 | 0
Battery | 17 | 0 | 0 | 0 | 0 | 0 | 0 | 0 | 0 | 0 | 0 | 0 | 0 | 0 | 0 | 0 | 0 | 0 | 0 | 0 | 0 | 0 | 0 | 0 | 0 | 0
Battery | 17 | 1 | 0 | 0 | 0 | 0 | 0 | 0 | 0 | 0 | 0 | 0 | 0 | 0 | 0 | 0 | 0 | 0 | 0 | 0 | 0 | 0 | 0 | 0 | 0 | 0
Battery | 17 | 2 | 0 | 0 | 0 | 0 | 0 | 0 | 0 | 0 | 0 | 0 | 0 | 0 | 0 | 0 | 0 | 0 | 0 | 0 | 0 | 0 | 0 | 0 | 0 | 0
Battery | 17 | 3 | 0 | 0 | 0 | 0 | 0 | 0 | 0 | 0 | 0 | 0 | 0 | 0 | 0 | 0 | 0 | 0 | 0 | 0 | 0 | 0 | 0 | 0 | 0 | 0
Battery | 17 | 4 | 0 | 0 | 0 | 0 | 0 | 0 | 0 | 0 | 0 | 0 | 0 | 0 | 0 | 0 | 0 | 0 | 0 | 0 | 0 | 0 | 0 | 0 | 0 | 0
Battery | 17 | 5 | 0 | 0 | 0 | 0 | 0 | 0 | 0 | 0 | 0 | 0 | 0 | 0 | 0 | 0 | 0 | 0 | 0 | 0 | 0 | 0 | 0 | 0 | 0 | 0
Battery | 17 | 6 | 0 | 0 | 0 | 0 | 0 | 0 | 0 | 0 | 0 | 0 | 0 | 0 | 0 | 0 | 0 | 0 | 0 | 0 | 0 | 0 | 0 | 0 | 0 | 0
Battery | 17 | 7 | 0 | 0 | 0 | 0 | 0 | 0 | 0 | 0 | 0 | 0 | 0 | 0 | 0 | 0 | 0 | 0 | 0 | 0 | 0 | 0 | 0 | 0 | 0 | 0
Battery | 17 | 8 | 0 | 0 | 0 | 0 | 0 | 0 | 0 | 0 | 0 | 0 | 0 | 0 | 0 | 0 | 0 | 0 | 0 | 0 | 0 | 0 | 0 | 0 | 0 | 0
Battery | 17 | 9 | 0 | 0 | 0 | 0 | 0 | 0 | 0 | 0 | 0 | 0 | 0 | 0 | 0 | 0 | 0 | 0 | 0 | 0 | 0 | 0 | 0 | 0 | 0 | 0
Battery | 17 | 10 | 0 | 0 | 0 | 0 | 0 | 0 | 0 | 0 | 0 | 0 | 0 | 0 | 0 | 0 | 0 | 0 | 0 | 0 | 0 | 0 | 0 | 0 | 0 | 0
Battery | 17 | 11 | 0 | 0 | 0 | 0 | 0 | 0 | 0 | 0 | 0 | 0 | 0 | 0 | 0 | 0 | 0 | 0 | 0 | 0 | 0 | 0 | 0 | 0 | 0 | 0
Battery | 18 | 0 | 0 | 0 | 0 | 0 | 0 | 0 | 0 | 0 | 0 | 0 | 0 | 0 | 0 | 0 | 0 | 0 | 0 | 0 | 0 | 0 | 0 | 0 | 0 | 0
Battery | 18 | 1 | 0 | 0 | 0 | 0 | 0 | 0 | 0 | 0 | 0 | 0 | 0 | 0 | 0 | 0 | 0 | 0 | 0 | 0 | 0 | 0 | 0 | 0 | 0 | 0
Battery | 18 | 2 | 0 | 0 | 0 | 0 | 0 | 0 | 0 | 0 | 0 | 0 | 0 | 0 | 0 | 0 | 0 | 0 | 0 | 0 | 0 | 0 | 0 | 0 | 0 | 0
Battery | 18 | 3 | 0 | 0 | 0 | 0 | 0 | 0 | 0 | 0 | 0 | 0 | 0 | 0 | 0 | 0 | 0 | 0 | 0 | 0 | 0 | 0 | 0 | 0 | 0 | 0
Battery | 18 | 4 | 0 | 0 | 0 | 0 | 0 | 0 | 0 | 0 | 0 | 0 | 0 | 0 | 0 | 0 | 0 | 0 | 0 | 0 | 0 | 0 | 0 | 0 | 0 | 0
Battery | 18 | 5 | 0 | 0 | 0 | 0 | 0 | 0 | 0 | 0 | 0 | 0 | 0 | 0 | 0 | 0 | 0 | 0 | 0 | 0 | 0 | 0 | 0 | 0 | 0 | 0
Battery | 18 | 6 | 0 | 0 | 0 | 0 | 0 | 0 | 0 | 0 | 0 | 0 | 0 | 0 | 0 | 0 | 0 | 0 | 0 | 0 | 0 | 0 | 0 | 0 | 0 | 0
Battery | 18 | 7 | 0 | 0 | 0 | 0 | 0 | 0 | 0 | 0 | 0 | 0 | 0 | 0 | 0 | 0 | 0 | 0 | 0 | 0 | 0 | 0 | 0 | 0 | 0 | 0
Battery | 18 | 8 | 0 | 0 | 0 | 0 | 0 | 0 | 0 | 0 | 0 | 0 | 0 | 0 | 0 | 0 | 0 | 0 | 0 | 0 | 0 | 0 | 0 | 0 | 0 | 0
Battery | 18 | 9 | 0 | 0 | 0 | 0 | 0 | 0 | 0 | 0 | 0 | 0 | 0 | 0 | 0 | 0 | 0 | 0 | 0 | 0 | 0 | 0 | 0 | 0 | 0 | 0
Battery | 18 | 10 | 0 | 0 | 0 | 0 | 0 | 0 | 0 | 0 | 0 | 0 | 0 | 0 | 0 | 0 | 0 | 0 | 0 | 0 | 0 | 0 | 0 | 0 | 0 | 0
Battery | 18 | 11 | 0 | 0 | 0 | 0 | 0 | 0 | 0 | 0 | 0 | 0 | 0 | 0 | 0 | 0 | 0 | 0 | 0 | 0 | 0 | 0 | 0 | 0 | 0 | 0
Battery | 19 | 0 | 0 | 0 | 0 | 0 | 0 | 0 | 0 | 0 | 0 | 0 | 0 | 0 | 0 | 0 | 0 | 0 | 0 | 0 | 0 | 0 | 0 | 0 | 0 | 0
Battery | 19 | 1 | 0 | 0 | 0 | 0 | 0 | 0 | 0 | 0 | 0 | 0 | 0 | 0 | 0 | 0 | 0 | 0 | 0 | 0 | 0 | 0 | 0 | 0 | 0 | 0
Battery | 19 | 2 | 0 | 0 | 0 | 0 | 0 | 0 | 0 | 0 | 0 | 0 | 0 | 0 | 0 | 0 | 0 | 0 | 0 | 0 | 0 | 0 | 0 | 0 | 0 | 0
Battery | 19 | 3 | 0 | 0 | 0 | 0 | 0 | 0 | 0 | 0 | 0 | 0 | 0 | 0 | 0 | 0 | 0 | 0 | 0 | 0 | 0 | 0 | 0 | 0 | 0 | 0
Battery | 19 | 4 | 0 | 0 | 0 | 0 | 0 | 0 | 0 | 0 | 0 | 0 | 0 | 0 | 0 | 0 | 0 | 0 | 0 | 0 | 0 | 0 | 0 | 0 | 0 | 0
Battery | 19 | 5 | 0 | 0 | 0 | 0 | 0 | 0 | 0 | 0 | 0 | 0 | 0 | 0 | 0 | 0 | 0 | 0 | 0 | 0 | 0 | 0 | 0 | 0 | 0 | 0
Battery | 19 | 6 | 0 | 0 | 0 | 0 | 0 | 0 | 0 | 0 | 0 | 0 | 0 | 0 | 0 | 0 | 0 | 0 | 0 | 0 | 0 | 0 | 0 | 0 | 0 | 0
Battery | 19 | 7 | 0 | 0 | 0 | 0 | 0 | 0 | 0 | 0 | 0 | 0 | 0 | 0 | 0 | 0 | 0 | 0 | 0 | 0 | 0 | 0 | 0 | 0 | 0 | 0
Battery | 19 | 8 | 0 | 0 | 0 | 0 | 0 | 0 | 0 | 0 | 0 | 0 | 0 | 0 | 0 | 0 | 0 | 0 | 0 | 0 | 0 | 0 | 0 | 0 | 0 | 0
Battery | 19 | 9 | 0 | 0 | 0 | 0 | 0 | 0 | 0 | 0 | 0 | 0 | 0 | 0 | 0 | 0 | 0 | 0 | 0 | 0 | 0 | 0 | 0 | 0 | 0 | 0
Battery | 19 | 10 | 0 | 0 | 0 | 0 | 0 | 0 | 0 | 0 | 0 | 0 | 0 | 0 | 0 | 0 | 0 | 0 | 0 | 0 | 0 | 0 | 0 | 0 | 0 | 0
Battery | 19 | 11 | 0 | 0 | 0 | 0 | 0 | 0 | 0 | 0 | 0 | 0 | 0 | 0 | 0 | 0 | 0 | 0 | 0 | 0 | 0 | 0 | 0 | 0 | 0 | 0

## State of Charge
Storage Technology | Year | Day | Hour 0 | Hour 1 | Hour 2 | Hour 3 | Hour 4 | Hour 5 | Hour 6 | Hour 7 | Hour 8 | Hour 9 | Hour 10 | Hour 11 | Hour 12 | Hour 13 | Hour 14 | Hour 15 | Hour 16 | Hour 17 | Hour 18 | Hour 19 | Hour 20 | Hour 21 | Hour 22 | Hour 23
Battery | 0 | 0 | 2.6066 | 2.6066 | 2.6066 | 2.6066 | 0 | 0 | 0 | 0 | 0 | 2.2758 | 8.0026 | 14.2047 | 20.4068 | 26.6089 | 32.811 | 36.4412 | 35.2589 | 29.2576 | 29.2576 | 22.3272 | 15.3968 | 14.0746 | 7.1442 | 2.6066
Battery | 0 | 1 | 0.6209 | 0.6209 | 0.6209 | 0.6209 | 0 | 0 | 0 | 0 | 0 | 2.286 | 7.9149 | 14.117 | 20.3191 | 26.5212 | 32.5968 | 35.4955 | 34.1532 | 28.1263 | 21.1959 | 19.0363 | 16.4103 | 14.4817 | 7.5513 | 0.6209
Battery | 0 | 2 | 2.6754 | 2.6754 | 2.6754 | 2.6754 | 0.23006 | 0.23006 | 0 | 0 | 0 | 0 | 2.3859 | 8.588 | 14.7901 | 20.9922 | 27.1943 | 33.3964 | 36.4412 | 35.0878 | 29.5786 | 22.6482 | 15.7178 | 8.7874 | 8.7874 | 2.6754
Battery | 0 | 3 | 2.3685 | 2.3685 | 1.3436 | 1.3436 | 0 | 0 | 0 | 0 | 0 | 0 | 2.6798 | 8.8819 | 15.084 | 21.2861 | 27.4882 | 33.6903 | 36.4412 | 34.8596 | 28.996 | 22.0656 | 15.1352 | 8.2049 | 8.2049 | 2.3685
Battery | 0 | 4 | 3.2573 | 3.2573 | 3.2573 | 3.2573 | 0 | 0 | 0 | 0 | 0 | 0 | 2.0365 | 8.2386 | 14.4407 | 20.6429 | 26.845 | 33.0471 | 36.4412 | 35.7946 | 30.5519 | 23.6215 | 16.6911 | 15.1798 | 8.2494 | 3.2573
Battery | 0 | 5 | 1.0919 | 0.31634 | 0 | 0 | 0 | 0 | 0 | 0 | 0 | 0 | 5.261 | 11.4631 | 17.6652 | 23.8673 | 30.0695 | 34.9553 | 36.4412 | 33.7622 | 28.2674 | 25.597 | 21.7196 | 17.9991 | 11.0687 | 8.0223
Battery | 0 | 6 | 6.7086 | 4.5246 | 2.8318 | 1.7365 | 1.016 | 0.46576 | 0 | 0 | 0 | 3.148 | 8.8829 | 14.4349 | 20.637 | 26.8391 | 31.643 | 34.1909 | 34.1909 | 35.3712 | 33.6108 | 29.6568 | 24.4321 | 19.3389 | 15.0241 | 10.5969
Battery | 0 | 7 | 7.2144 | 5.0479 | 3.3618 | 2.2196 | 1.4431 | 0.81948 | 0 | 0 | 0 | 3.4817 | 9.6123 | 15.5933 | 21.7954 | 27.9975 | 33.3621 | 36.4412 | 36.4412 | 36.4412 | 34.6303 | 30.309 | 24.9434 | 19.8236 | 15.53 | 11.0805
Battery | 0 | 8 | 2.7008 | 1.4259 | 0.67066 | 0.46466 | 0.46466 | 0.46466 | 0 | 0 | 0 | 0.76986 | 6.972 | 13.1741 | 19.3762 | 25.5783 | 31.7804 | 36.1258 | 36.4412 | 33.1897 | 31.5155 | 27.6919 | 22.8103 | 15.88 | 8.9496 | 5.5286
Battery | 0 | 9 | 1.1276 | 1.1276 | 0 | 0 | 0 | 0 | 0 | 0 | 0 | 1.8652 | 8.0674 | 14.2695 | 20.4716 | 26.6737 | 32.8758 | 36.4412 | 36.1413 | 31.069 | 24.1387 | 21.2906 | 17.8506 | 15.1075 | 8.1771 | 1.2467
Battery | 0 | 10 | 3.4078 | 3.4078 | 3.4078 | 3.4078 | 1.0754 | 0 | 0 | 0 | 0 | 3.0131 | 9.097 | 15.2991 | 21.5012 | 27.7033 | 33.2108 | 35.8822 | 34.07 | 27.1396 | 20.2092 | 18.3639 | 11.4335 | 10.3382 | 3.4078 | 3.4078
Battery | 0 | 11 | 0 | 0 | 0 | 0 | 0 | 0 | 0 | 0 | 0 | 1.292 | 6.0893 | 11.4452 | 17.5694 | 23.3189 | 27.4677 | 28.4466 | 28.4466 | 25.0814 | 23.2797 | 20.0285 | 16.1774 | 9.247 | 7.2362 | 0.30577
Battery | 1 | 0 | 0 | 0 | 0 | 0 | 0 | 0 | 0 | 0 | 0 | 0 | 0 | 0 | 0 | 0 | 0 | 0 | 0 | 0 | 0 | 0 | 0 | 0 | 0 | 0
Battery | 1 | 1 | 0 | 0 | 0 | 0 | 0 | 0 | 0 | 0 | 0 | 0 | 0 | 0 | 0 | 0 | 0 | 0 | 0 | 0 | 0 | 0 | 0 | 0 | 0 | 0
Battery | 1 | 2 | 0 | 0 | 0 | 0 | 0 | 0 | 0 | 0 | 0 | 0 | 0 | 0 | 0 | 0 | 0 | 0 | 0 | 0 | 0 | 0 | 0 | 0 | 0 | 0
Battery | 1 | 3 | 0 | 0 | 0 | 0 | 0 | 0 | 0 | 0 | 0 | 0 | 0 | 0 | 0 | 0 | 0 | 0 | 0 | 0 | 0 | 0 | 0 | 0 | 0 | 0
Battery | 1 | 4 | 0 | 0 | 0 | 0 | 0 | 0 | 0 | 0 | 0 | 0 | 0 | 0 | 0 | 0 | 0 | 0 | 0 | 0 | 0 | 0 | 0 | 0 | 0 | 0
Battery | 1 | 5 | 0 | 0 | 0 | 0 | 0 | 0 | 0 | 0 | 0 | 0 | 0 | 0 | 0 | 0 | 0 | 0 | 0 | 0 | 0 | 0 | 0 | 0 | 0 | 0
Battery | 1 | 6 | 0 | 0 | 0 | 0 | 0 | 0 | 0 | 0 | 0 | 0 | 0 | 0 | 0 | 0 | 0 | 0 | 0 | 0 | 0 | 0 | 0 | 0 | 0 | 0
Battery | 1 | 7 | 0 | 0 | 0 | 0 | 0 | 0 | 0 | 0 | 0 | 0 | 0 | 0 | 0 | 0 | 0 | 0 | 0 | 0 | 0 | 0 | 0 | 0 | 0 | 0
Battery | 1 | 8 | 0 | 0 | 0 | 0 | 0 | 0 | 0 | 0 | 0 | 0 | 0 | 0 | 0 | 0 | 0 | 0 | 0 | 0 | 0 | 0 | 0 | 0 | 0 | 0
Battery | 1 | 9 | 0 | 0 | 0 | 0 | 0 | 0 | 0 | 0 | 0 | 0 | 0 | 0 | 0 | 0 | 0 | 0 | 0 | 0 | 0 | 0 | 0 | 0 | 0 | 0
Battery | 1 | 10 | 0 | 0 | 0 | 0 | 0 | 0 | 0 | 0 | 0 | 0 | 0 | 0 | 0 | 0 | 0 | 0 | 0 | 0 | 0 | 0 | 0 | 0 | 0 | 0
Battery | 1 | 11 | 0 | 0 | 0 | 0 | 0 | 0 | 0 | 0 | 0 | 0 | 0 | 0 | 0 | 0 | 0 | 0 | 0 | 0 | 0 | 0 | 0 | 0 | 0 | 0
Battery | 2 | 0 | 0 | 0 | 0 | 0 | 0 | 0 | 0 | 0 | 0 | 0 | 0 | 0 | 0 | 0 | 0 | 0 | 0 | 0 | 0 | 0 | 0 | 0 | 0 | 0
Battery | 2 | 1 | 0 | 0 | 0 | 0 | 0 | 0 | 0 | 0 | 0 | 0 | 0 | 0 | 0 | 0 | 0 | 0 | 0 | 0 | 0 | 0 | 0 | 0 | 0 | 0
Battery | 2 | 2 | 0 | 0 | 0 | 0 | 0 | 0 | 0 | 0 | 0 | 0 | 0 | 0 | 0 | 0 | 0 | 0 | 0 | 0 | 0 | 0 | 0 | 0 | 0 | 0
Battery | 2 | 3 | 0 | 0 | 0 | 0 | 0 | 0 | 0 | 0 | 0 | 0 | 0 | 0 | 0 | 0 | 0 | 0 | 0 | 0 | 0 | 0 | 0 | 0 | 0 | 0
Battery | 2 | 4 | 0 | 0 | 0 | 0 | 0 | 0 | 0 | 0 | 0 | 0 | 0 | 0 | 0 | 0 | 0 | 0 | 0 | 0 | 0 | 0 | 0 | 0 | 0 | 0
Battery | 2 | 5 | 0 | 0 | 0 | 0 | 0 | 0 | 0 | 0 | 0 | 0 | 0 | 0 | 0 | 0 | 0 | 0 | 0 | 0 | 0 | 0 | 0 | 0 | 0 | 0
Battery | 2 | 6 | 0 | 0 | 0 | 0 | 0 | 0 | 0 | 0 | 0 | 0 | 0 | 0 | 0 | 0 | 0 | 0 | 0 | 0 | 0 | 0 | 0 | 0 | 0 | 0
Battery | 2 | 7 | 0 | 0 | 0 | 0 | 0 | 0 | 0 | 0 | 0 | 0 | 0 | 0 | 0 | 0 | 0 | 0 | 0 | 0 | 0 | 0 | 0 | 0 | 0 | 0
Battery | 2 | 8 | 0 | 0 | 0 | 0 | 0 | 0 | 0 | 0 | 0 | 0 | 0 | 0 | 0 | 0 | 0 | 0 | 0 | 0 | 0 | 0 | 0 | 0 | 0 | 0
Battery | 2 | 9 | 0 | 0 | 0 | 0 | 0 | 0 | 0 | 0 | 0 | 0 | 0 | 0 | 0 | 0 | 0 | 0 | 0 | 0 | 0 | 0 | 0 | 0 | 0 | 0
Battery | 2 | 10 | 0 | 0 | 0 | 0 | 0 | 0 | 0 | 0 | 0 | 0 | 0 | 0 | 0 | 0 | 0 | 0 | 0 | 0 | 0 | 0 | 0 | 0 | 0 | 0
Battery | 2 | 11 | 0 | 0 | 0 | 0 | 0 | 0 | 0 | 0 | 0 | 0 | 0 | 0 | 0 | 0 | 0 | 0 | 0 | 0 | 0 | 0 | 0 | 0 | 0 | 0
Battery | 3 | 0 | 0 | 0 | 0 | 0 | 0 | 0 | 0 | 0 | 0 | 0 | 0 | 0 | 0 | 0 | 0 | 0 | 0 | 0 | 0 | 0 | 0 | 0 | 0 | 0
Battery | 3 | 1 | 0 | 0 | 0 | 0 | 0 | 0 | 0 | 0 | 0 | 0 | 0 | 0 | 0 | 0 | 0 | 0 | 0 | 0 | 0 | 0 | 0 | 0 | 0 | 0
Battery | 3 | 2 | 0 | 0 | 0 | 0 | 0 | 0 | 0 | 0 | 0 | 0 | 0 | 0 | 0 | 0 | 0 | 0 | 0 | 0 | 0 | 0 | 0 | 0 | 0 | 0
Battery | 3 | 3 | 0 | 0 | 0 | 0 | 0 | 0 | 0 | 0 | 0 | 0 | 0 | 0 | 0 | 0 | 0 | 0 | 0 | 0 | 0 | 0 | 0 | 0 | 0 | 0
Battery | 3 | 4 | 0 | 0 | 0 | 0 | 0 | 0 | 0 | 0 | 0 | 0 | 0 | 0 | 0 | 0 | 0 | 0 | 0 | 0 | 0 | 0 | 0 | 0 | 0 | 0
Battery | 3 | 5 | 0 | 0 | 0 | 0 | 0 | 0 | 0 | 0 | 0 | 0 | 0 | 0 | 0 | 0 | 0 | 0 | 0 | 0 | 0 | 0 | 0 | 0 | 0 | 0
Battery | 3 | 6 | 0 | 0 | 0 | 0 | 0 | 0 | 0 | 0 | 0 | 0 | 0 | 0 | 0 | 0 | 0 | 0 | 0 | 0 | 0 | 0 | 0 | 0 | 0 | 0
Battery | 3 | 7 | 0 | 0 | 0 | 0 | 0 | 0 | 0 | 0 | 0 | 0 | 0 | 0 | 0 | 0 | 0 | 0 | 0 | 0 | 0 | 0 | 0 | 0 | 0 | 0
Battery | 3 | 8 | 0 | 0 | 0 | 0 | 0 | 0 | 0 | 0 | 0 | 0 | 0 | 0 | 0 | 0 | 0 | 0 | 0 | 0 | 0 | 0 | 0 | 0 | 0 | 0
Battery | 3 | 9 | 0 | 0 | 0 | 0 | 0 | 0 | 0 | 0 | 0 | 0 | 0 | 0 | 0 | 0 | 0 | 0 | 0 | 0 | 0 | 0 | 0 | 0 | 0 | 0
Battery | 3 | 10 | 0 | 0 | 0 | 0 | 0 | 0 | 0 | 0 | 0 | 0 | 0 | 0 | 0 | 0 | 0 | 0 | 0 | 0 | 0 | 0 | 0 | 0 | 0 | 0
Battery | 3 | 11 | 0 | 0 | 0 | 0 | 0 | 0 | 0 | 0 | 0 | 0 | 0 | 0 | 0 | 0 | 0 | 0 | 0 | 0 | 0 | 0 | 0 | 0 | 0 | 0
Battery | 4 | 0 | 0 | 0 | 0 | 0 | 0 | 0 | 0 | 0 | 0 | 0 | 0 | 0 | 0 | 0 | 0 | 0 | 0 | 0 | 0 | 0 | 0 | 0 | 0 | 0
Battery | 4 | 1 | 0 | 0 | 0 | 0 | 0 | 0 | 0 | 0 | 0 | 0 | 0 | 0 | 0 | 0 | 0 | 0 | 0 | 0 | 0 | 0 | 0 | 0 | 0 | 0
Battery | 4 | 2 | 0 | 0 | 0 | 0 | 0 | 0 | 0 | 0 | 0 | 0 | 0 | 0 | 0 | 0 | 0 | 0 | 0 | 0 | 0 | 0 | 0 | 0 | 0 | 0
Battery | 4 | 3 | 0 | 0 | 0 | 0 | 0 | 0 | 0 | 0 | 0 | 0 | 0 | 0 | 0 | 0 | 0 | 0 | 0 | 0 | 0 | 0 | 0 | 0 | 0 | 0
Battery | 4 | 4 | 0 | 0 | 0 | 0 | 0 | 0 | 0 | 0 | 0 | 0 | 0 | 0 | 0 | 0 | 0 | 0 | 0 | 0 | 0 | 0 | 0 | 0 | 0 | 0
Battery | 4 | 5 | 0 | 0 | 0 | 0 | 0 | 0 | 0 | 0 | 0 | 0 | 0 | 0 | 0 | 0 | 0 | 0 | 0 | 0 | 0 | 0 | 0 | 0 | 0 | 0
Battery | 4 | 6 | 0 | 0 | 0 | 0 | 0 | 0 | 0 | 0 | 0 | 0 | 0 | 0 | 0 | 0 | 0 | 0 | 0 | 0 | 0 | 0 | 0 | 0 | 0 | 0
Battery | 4 | 7 | 0 | 0 | 0 | 0 | 0 | 0 | 0 | 0 | 0 | 0 | 0 | 0 | 0 | 0 | 0 | 0 | 0 | 0 | 0 | 0 | 0 | 0 | 0 | 0
Battery | 4 | 8 | 0 | 0 | 0 | 0 | 0 | 0 | 0 | 0 | 0 | 0 | 0 | 0 | 0 | 0 | 0 | 0 | 0 | 0 | 0 | 0 | 0 | 0 | 0 | 0
Battery | 4 | 9 | 0 | 0 | 0 | 0 | 0 | 0 | 0 | 0 | 0 | 0 | 0 | 0 | 0 | 0 | 0 | 0 | 0 | 0 | 0 | 0 | 0 | 0 | 0 | 0
Battery | 4 | 10 | 0 | 0 | 0 | 0 | 0 | 0 | 0 | 0 | 0 | 0 | 0 | 0 | 0 | 0 | 0 | 0 | 0 | 0 | 0 | 0 | 0 | 0 | 0 | 0
Battery | 4 | 11 | 0 | 0 | 0 | 0 | 0 | 0 | 0 | 0 | 0 | 0 | 0 | 0 | 0 | 0 | 0 | 0 | 0 | 0 | 0 | 0 | 0 | 0 | 0 | 0
Battery | 5 | 0 | 0 | 0 | 0 | 0 | 0 | 0 | 0 | 0 | 0 | 0 | 0 | 0 | 0 | 0 | 0 | 0 | 0 | 0 | 0 | 0 | 0 | 0 | 0 | 0
Battery | 5 | 1 | 0 | 0 | 0 | 0 | 0 | 0 | 0 | 0 | 0 | 0 | 0 | 0 | 0 | 0 | 0 | 0 | 0 | 0 | 0 | 0 | 0 | 0 | 0 | 0
Battery | 5 | 2 | 0 | 0 | 0 | 0 | 0 | 0 | 0 | 0 | 0 | 0 | 0 | 0 | 0 | 0 | 0 | 0 | 0 | 0 | 0 | 0 | 0 | 0 | 0 | 0
Battery | 5 | 3 | 0 | 0 | 0 | 0 | 0 | 0 | 0 | 0 | 0 | 0 | 0 | 0 | 0 | 0 | 0 | 0 | 0 | 0 | 0 | 0 | 0 | 0 | 0 | 0
Battery | 5 | 4 | 0 | 0 | 0 | 0 | 0 | 0 | 0 | 0 | 0 | 0 | 0 | 0 | 0 | 0 | 0 | 0 | 0 | 0 | 0 | 0 | 0 | 0 | 0 | 0
Battery | 5 | 5 | 0 | 0 | 0 | 0 | 0 | 0 | 0 | 0 | 0 | 0 | 0 | 0 | 0 | 0 | 0 | 0 | 0 | 0 | 0 | 0 | 0 | 0 | 0 | 0
Battery | 5 | 6 | 0 | 0 | 0 | 0 | 0 | 0 | 0 | 0 | 0 | 0 | 0 | 0 | 0 | 0 | 0 | 0 | 0 | 0 | 0 | 0 | 0 | 0 | 0 | 0
Battery | 5 | 7 | 0 | 0 | 0 | 0 | 0 | 0 | 0 | 0 | 0 | 0 | 0 | 0 | 0 | 0 | 0 | 0 | 0 | 0 | 0 | 0 | 0 | 0 | 0 | 0
Battery | 5 | 8 | 0 | 0 | 0 | 0 | 0 | 0 | 0 | 0 | 0 | 0 | 0 | 0 | 0 | 0 | 0 | 0 | 0 | 0 | 0 | 0 | 0 | 0 | 0 | 0
Battery | 5 | 9 | 0 | 0 | 0 | 0 | 0 | 0 | 0 | 0 | 0 | 0 | 0 | 0 | 0 | 0 | 0 | 0 | 0 | 0 | 0 | 0 | 0 | 0 | 0 | 0
Battery | 5 | 10 | 0 | 0 | 0 | 0 | 0 | 0 | 0 | 0 | 0 | 0 | 0 | 0 | 0 | 0 | 0 | 0 | 0 | 0 | 0 | 0 | 0 | 0 | 0 | 0
Battery | 5 | 11 | 0 | 0 | 0 | 0 | 0 | 0 | 0 | 0 | 0 | 0 | 0 | 0 | 0 | 0 | 0 | 0 | 0 | 0 | 0 | 0 | 0 | 0 | 0 | 0
Battery | 6 | 0 | 0 | 0 | 0 | 0 | 0 | 0 | 0 | 0 | 0 | 0 | 0 | 0 | 0 | 0 | 0 | 0 | 0 | 0 | 0 | 0 | 0 | 0 | 0 | 0
Battery | 6 | 1 | 0 | 0 | 0 | 0 | 0 | 0 | 0 | 0 | 0 | 0 | 0 | 0 | 0 | 0 | 0 | 0 | 0 | 0 | 0 | 0 | 0 | 0 | 0 | 0
Battery | 6 | 2 | 0 | 0 | 0 | 0 | 0 | 0 | 0 | 0 | 0 | 0 | 0 | 0 | 0 | 0 | 0 | 0 | 0 | 0 | 0 | 0 | 0 | 0 | 0 | 0
Battery | 6 | 3 | 0 | 0 | 0 | 0 | 0 | 0 | 0 | 0 | 0 | 0 | 0 | 0 | 0 | 0 | 0 | 0 | 0 | 0 | 0 | 0 | 0 | 0 | 0 | 0
Battery | 6 | 4 | 0 | 0 | 0 | 0 | 0 | 0 | 0 | 0 | 0 | 0 | 0 | 0 | 0 | 0 | 0 | 0 | 0 | 0 | 0 | 0 | 0 | 0 | 0 | 0
Battery | 6 | 5 | 0 | 0 | 0 | 0 | 0 | 0 | 0 | 0 | 0 | 0 | 0 | 0 | 0 | 0 | 0 | 0 | 0 | 0 | 0 | 0 | 0 | 0 | 0 | 0
Battery | 6 | 6 | 0 | 0 | 0 | 0 | 0 | 0 | 0 | 0 | 0 | 0 | 0 | 0 | 0 | 0 | 0 | 0 | 0 | 0 | 0 | 0 | 0 | 0 | 0 | 0
Battery | 6 | 7 | 0 | 0 | 0 | 0 | 0 | 0 | 0 | 0 | 0 | 0 | 0 | 0 | 0 | 0 | 0 | 0 | 0 | 0 | 0 | 0 | 0 | 0 | 0 | 0
Battery | 6 | 8 | 0 | 0 | 0 | 0 | 0 | 0 | 0 | 0 | 0 | 0 | 0 | 0 | 0 | 0 | 0 | 0 | 0 | 0 | 0 | 0 | 0 | 0 | 0 | 0
Battery | 6 | 9 | 0 | 0 | 0 | 0 | 0 | 0 | 0 | 0 | 0 | 0 | 0 | 0 | 0 | 0 | 0 | 0 | 0 | 0 | 0 | 0 | 0 | 0 | 0 | 0
Battery | 6 | 10 | 0 | 0 | 0 | 0 | 0 | 0 | 0 | 0 | 0 | 0 | 0 | 0 | 0 | 0 | 0 | 0 | 0 | 0 | 0 | 0 | 0 | 0 | 0 | 0
Battery | 6 | 11 | 0 | 0 | 0 | 0 | 0 | 0 | 0 | 0 | 0 | 0 | 0 | 0 | 0 | 0 | 0 | 0 | 0 | 0 | 0 | 0 | 0 | 0 | 0 | 0
Battery | 7 | 0 | 0 | 0 | 0 | 0 | 0 | 0 | 0 | 0 | 0 | 0 | 0 | 0 | 0 | 0 | 0 | 0 | 0 | 0 | 0 | 0 | 0 | 0 | 0 | 0
Battery | 7 | 1 | 0 | 0 | 0 | 0 | 0 | 0 | 0 | 0 | 0 | 0 | 0 | 0 | 0 | 0 | 0 | 0 | 0 | 0 | 0 | 0 | 0 | 0 | 0 | 0
Battery | 7 | 2 | 0 | 0 | 0 | 0 | 0 | 0 | 0 | 0 | 0 | 0 | 0 | 0 | 0 | 0 | 0 | 0 | 0 | 0 | 0 | 0 | 0 | 0 | 0 | 0
Battery | 7 | 3 | 0 | 0 | 0 | 0 | 0 | 0 | 0 | 0 | 0 | 0 | 0 | 0 | 0 | 0 | 0 | 0 | 0 | 0 | 0 | 0 | 0 | 0 | 0 | 0
Battery | 7 | 4 | 0 | 0 | 0 | 0 | 0 | 0 | 0 | 0 | 0 | 0 | 0 | 0 | 0 | 0 | 0 | 0 | 0 | 0 | 0 | 0 | 0 | 0 | 0 | 0
Battery | 7 | 5 | 0 | 0 | 0 | 0 | 0 | 0 | 0 | 0 | 0 | 0 | 0 | 0 | 0 | 0 | 0 | 0 | 0 | 0 | 0 | 0 | 0 | 0 | 0 | 0
Battery | 7 | 6 | 0 | 0 | 0 | 0 | 0 | 0 | 0 | 0 | 0 | 0 | 0 | 0 | 0 | 0 | 0 | 0 | 0 | 0 | 0 | 0 | 0 | 0 | 0 | 0
Battery | 7 | 7 | 0 | 0 | 0 | 0 | 0 | 0 | 0 | 0 | 0 | 0 | 0 | 0 | 0 | 0 | 0 | 0 | 0 | 0 | 0 | 0 | 0 | 0 | 0 | 0
Battery | 7 | 8 | 0 | 0 | 0 | 0 | 0 | 0 | 0 | 0 | 0 | 0 | 0 | 0 | 0 | 0 | 0 | 0 | 0 | 0 | 0 | 0 | 0 | 0 | 0 | 0
Battery | 7 | 9 | 0 | 0 | 0 | 0 | 0 | 0 | 0 | 0 | 0 | 0 | 0 | 0 | 0 | 0 | 0 | 0 | 0 | 0 | 0 | 0 | 0 | 0 | 0 | 0
Battery | 7 | 10 | 0 | 0 | 0 | 0 | 0 | 0 | 0 | 0 | 0 | 0 | 0 | 0 | 0 | 0 | 0 | 0 | 0 | 0 | 0 | 0 | 0 | 0 | 0 | 0
Battery | 7 | 11 | 0 | 0 | 0 | 0 | 0 | 0 | 0 | 0 | 0 | 0 | 0 | 0 | 0 | 0 | 0 | 0 | 0 | 0 | 0 | 0 | 0 | 0 | 0 | 0
Battery | 8 | 0 | 0 | 0 | 0 | 0 | 0 | 0 | 0 | 0 | 0 | 0 | 0 | 0 | 0 | 0 | 0 | 0 | 0 | 0 | 0 | 0 | 0 | 0 | 0 | 0
Battery | 8 | 1 | 0 | 0 | 0 | 0 | 0 | 0 | 0 | 0 | 0 | 0 | 0 | 0 | 0 | 0 | 0 | 0 | 0 | 0 | 0 | 0 | 0 | 0 | 0 | 0
Battery | 8 | 2 | 0 | 0 | 0 | 0 | 0 | 0 | 0 | 0 | 0 | 0 | 0 | 0 | 0 | 0 | 0 | 0 | 0 | 0 | 0 | 0 | 0 | 0 | 0 | 0
Battery | 8 | 3 | 0 | 0 | 0 | 0 | 0 | 0 | 0 | 0 | 0 | 0 | 0 | 0 | 0 | 0 | 0 | 0 | 0 | 0 | 0 | 0 | 0 | 0 | 0 | 0
Battery | 8 | 4 | 0 | 0 | 0 | 0 | 0 | 0 | 0 | 0 | 0 | 0 | 0 | 0 | 0 | 0 | 0 | 0 | 0 | 0 | 0 | 0 | 0 | 0 | 0 | 0
Battery | 8 | 5 | 0 | 0 | 0 | 0 | 0 | 0 | 0 | 0 | 0 | 0 | 0 | 0 | 0 | 0 | 0 | 0 | 0 | 0 | 0 | 0 | 0 | 0 | 0 | 0
Battery | 8 | 6 | 0 | 0 | 0 | 0 | 0 | 0 | 0 | 0 | 0 | 0 | 0 | 0 | 0 | 0 | 0 | 0 | 0 | 0 | 0 | 0 | 0 | 0 | 0 | 0
Battery | 8 | 7 | 0 | 0 | 0 | 0 | 0 | 0 | 0 | 0 | 0 | 0 | 0 | 0 | 0 | 0 | 0 | 0 | 0 | 0 | 0 | 0 | 0 | 0 | 0 | 0
Battery | 8 | 8 | 0 | 0 | 0 | 0 | 0 | 0 | 0 | 0 | 0 | 0 | 0 | 0 | 0 | 0 | 0 | 0 | 0 | 0 | 0 | 0 | 0 | 0 | 0 | 0
Battery | 8 | 9 | 0 | 0 | 0 | 0 | 0 | 0 | 0 | 0 | 0 | 0 | 0 | 0 | 0 | 0 | 0 | 0 | 0 | 0 | 0 | 0 | 0 | 0 | 0 | 0
Battery | 8 | 10 | 0 | 0 | 0 | 0 | 0 | 0 | 0 | 0 | 0 | 0 | 0 | 0 | 0 | 0 | 0 | 0 | 0 | 0 | 0 | 0 | 0 | 0 | 0 | 0
Battery | 8 | 11 | 0 | 0 | 0 | 0 | 0 | 0 | 0 | 0 | 0 | 0 | 0 | 0 | 0 | 0 | 0 | 0 | 0 | 0 | 0 | 0 | 0 | 0 | 0 | 0
Battery | 9 | 0 | 0 | 0 | 0 | 0 | 0 | 0 | 0 | 0 | 0 | 0 | 0 | 0 | 0 | 0 | 0 | 0 | 0 | 0 | 0 | 0 | 0 | 0 | 0 | 0
Battery | 9 | 1 | 0 | 0 | 0 | 0 | 0 | 0 | 0 | 0 | 0 | 0 | 0 | 0 | 0 | 0 | 0 | 0 | 0 | 0 | 0 | 0 | 0 | 0 | 0 | 0
Battery | 9 | 2 | 0 | 0 | 0 | 0 | 0 | 0 | 0 | 0 | 0 | 0 | 0 | 0 | 0 | 0 | 0 | 0 | 0 | 0 | 0 | 0 | 0 | 0 | 0 | 0
Battery | 9 | 3 | 0 | 0 | 0 | 0 | 0 | 0 | 0 | 0 | 0 | 0 | 0 | 0 | 0 | 0 | 0 | 0 | 0 | 0 | 0 | 0 | 0 | 0 | 0 | 0
Battery | 9 | 4 | 0 | 0 | 0 | 0 | 0 | 0 | 0 | 0 | 0 | 0 | 0 | 0 | 0 | 0 | 0 | 0 | 0 | 0 | 0 | 0 | 0 | 0 | 0 | 0
Battery | 9 | 5 | 0 | 0 | 0 | 0 | 0 | 0 | 0 | 0 | 0 | 0 | 0 | 0 | 0 | 0 | 0 | 0 | 0 | 0 | 0 | 0 | 0 | 0 | 0 | 0
Battery | 9 | 6 | 0 | 0 | 0 | 0 | 0 | 0 | 0 | 0 | 0 | 0 | 0 | 0 | 0 | 0 | 0 | 0 | 0 | 0 | 0 | 0 | 0 | 0 | 0 | 0
Battery | 9 | 7 | 0 | 0 | 0 | 0 | 0 | 0 | 0 | 0 | 0 | 0 | 0 | 0 | 0 | 0 | 0 | 0 | 0 | 0 | 0 | 0 | 0 | 0 | 0 | 0
Battery | 9 | 8 | 0 | 0 | 0 | 0 | 0 | 0 | 0 | 0 | 0 | 0 | 0 | 0 | 0 | 0 | 0 | 0 | 0 | 0 | 0 | 0 | 0 | 0 | 0 | 0
Battery | 9 | 9 | 0 | 0 | 0 | 0 | 0 | 0 | 0 | 0 | 0 | 0 | 0 | 0 | 0 | 0 | 0 | 0 | 0 | 0 | 0 | 0 | 0 | 0 | 0 | 0
Battery | 9 | 10 | 0 | 0 | 0 | 0 | 0 | 0 | 0 | 0 | 0 | 0 | 0 | 0 | 0 | 0 | 0 | 0 | 0 | 0 | 0 | 0 | 0 | 0 | 0 | 0
Battery | 9 | 11 | 0 | 0 | 0 | 0 | 0 | 0 | 0 | 0 | 0 | 0 | 0 | 0 | 0 | 0 | 0 | 0 | 0 | 0 | 0 | 0 | 0 | 0 | 0 | 0
Battery | 10 | 0 | 0 | 0 | 0 | 0 | 0 | 0 | 0 | 0 | 0 | 0 | 0 | 0 | 0 | 0 | 0 | 0 | 0 | 0 | 0 | 0 | 0 | 0 | 0 | 0
Battery | 10 | 1 | 0 | 0 | 0 | 0 | 0 | 0 | 0 | 0 | 0 | 0 | 0 | 0 | 0 | 0 | 0 | 0 | 0 | 0 | 0 | 0 | 0 | 0 | 0 | 0
Battery | 10 | 2 | 0 | 0 | 0 | 0 | 0 | 0 | 0 | 0 | 0 | 0 | 0 | 0 | 0 | 0 | 0 | 0 | 0 | 0 | 0 | 0 | 0 | 0 | 0 | 0
Battery | 10 | 3 | 0 | 0 | 0 | 0 | 0 | 0 | 0 | 0 | 0 | 0 | 0 | 0 | 0 | 0 | 0 | 0 | 0 | 0 | 0 | 0 | 0 | 0 | 0 | 0
Battery | 10 | 4 | 0 | 0 | 0 | 0 | 0 | 0 | 0 | 0 | 0 | 0 | 0 | 0 | 0 | 0 | 0 | 0 | 0 | 0 | 0 | 0 | 0 | 0 | 0 | 0
Battery | 10 | 5 | 0 | 0 | 0 | 0 | 0 | 0 | 0 | 0 | 0 | 0 | 0 | 0 | 0 | 0 | 0 | 0 | 0 | 0 | 0 | 0 | 0 | 0 | 0 | 0
Battery | 10 | 6 | 0 | 0 | 0 | 0 | 0 | 0 | 0 | 0 | 0 | 0 | 0 | 0 | 0 | 0 | 0 | 0 | 0 | 0 | 0 | 0 | 0 | 0 | 0 | 0
Battery | 10 | 7 | 0 | 0 | 0 | 0 | 0 | 0 | 0 | 0 | 0 | 0 | 0 | 0 | 0 | 0 | 0 | 0 | 0 | 0 | 0 | 0 | 0 | 0 | 0 | 0
Battery | 10 | 8 | 0 | 0 | 0 | 0 | 0 | 0 | 0 | 0 | 0 | 0 | 0 | 0 | 0 | 0 | 0 | 0 | 0 | 0 | 0 | 0 | 0 | 0 | 0 | 0
Battery | 10 | 9 | 0 | 0 | 0 | 0 | 0 | 0 | 0 | 0 | 0 | 0 | 0 | 0 | 0 | 0 | 0 | 0 | 0 | 0 | 0 | 0 | 0 | 0 | 0 | 0
Battery | 10 | 10 | 0 | 0 | 0 | 0 | 0 | 0 | 0 | 0 | 0 | 0 | 0 | 0 | 0 | 0 | 0 | 0 | 0 | 0 | 0 | 0 | 0 | 0 | 0 | 0
Battery | 10 | 11 | 0 | 0 | 0 | 0 | 0 | 0 | 0 | 0 | 0 | 0 | 0 | 0 | 0 | 0 | 0 | 0 | 0 | 0 | 0 | 0 | 0 | 0 | 0 | 0
Battery | 11 | 0 | 0 | 0 | 0 | 0 | 0 | 0 | 0 | 0 | 0 | 0 | 0 | 0 | 0 | 0 | 0 | 0 | 0 | 0 | 0 | 0 | 0 | 0 | 0 | 0
Battery | 11 | 1 | 0 | 0 | 0 | 0 | 0 | 0 | 0 | 0 | 0 | 0 | 0 | 0 | 0 | 0 | 0 | 0 | 0 | 0 | 0 | 0 | 0 | 0 | 0 | 0
Battery | 11 | 2 | 0 | 0 | 0 | 0 | 0 | 0 | 0 | 0 | 0 | 0 | 0 | 0 | 0 | 0 | 0 | 0 | 0 | 0 | 0 | 0 | 0 | 0 | 0 | 0
Battery | 11 | 3 | 0 | 0 | 0 | 0 | 0 | 0 | 0 | 0 | 0 | 0 | 0 | 0 | 0 | 0 | 0 | 0 | 0 | 0 | 0 | 0 | 0 | 0 | 0 | 0
Battery | 11 | 4 | 0 | 0 | 0 | 0 | 0 | 0 | 0 | 0 | 0 | 0 | 0 | 0 | 0 | 0 | 0 | 0 | 0 | 0 | 0 | 0 | 0 | 0 | 0 | 0
Battery | 11 | 5 | 0 | 0 | 0 | 0 | 0 | 0 | 0 | 0 | 0 | 0 | 0 | 0 | 0 | 0 | 0 | 0 | 0 | 0 | 0 | 0 | 0 | 0 | 0 | 0
Battery | 11 | 6 | 0 | 0 | 0 | 0 | 0 | 0 | 0 | 0 | 0 | 0 | 0 | 0 | 0 | 0 | 0 | 0 | 0 | 0 | 0 | 0 | 0 | 0 | 0 | 0
Battery | 11 | 7 | 0 | 0 | 0 | 0 | 0 | 0 | 0 | 0 | 0 | 0 | 0 | 0 | 0 | 0 | 0 | 0 | 0 | 0 | 0 | 0 | 0 | 0 | 0 | 0
Battery | 11 | 8 | 0 | 0 | 0 | 0 | 0 | 0 | 0 | 0 | 0 | 0 | 0 | 0 | 0 | 0 | 0 | 0 | 0 | 0 | 0 | 0 | 0 | 0 | 0 | 0
Battery | 11 | 9 | 0 | 0 | 0 | 0 | 0 | 0 | 0 | 0 | 0 | 0 | 0 | 0 | 0 | 0 | 0 | 0 | 0 | 0 | 0 | 0 | 0 | 0 | 0 | 0
Battery | 11 | 10 | 0 | 0 | 0 | 0 | 0 | 0 | 0 | 0 | 0 | 0 | 0 | 0 | 0 | 0 | 0 | 0 | 0 | 0 | 0 | 0 | 0 | 0 | 0 | 0
Battery | 11 | 11 | 0 | 0 | 0 | 0 | 0 | 0 | 0 | 0 | 0 | 0 | 0 | 0 | 0 | 0 | 0 | 0 | 0 | 0 | 0 | 0 | 0 | 0 | 0 | 0
Battery | 12 | 0 | 0 | 0 | 0 | 0 | 0 | 0 | 0 | 0 | 0 | 0 | 0 | 0 | 0 | 0 | 0 | 0 | 0 | 0 | 0 | 0 | 0 | 0 | 0 | 0
Battery | 12 | 1 | 0 | 0 | 0 | 0 | 0 | 0 | 0 | 0 | 0 | 0 | 0 | 0 | 0 | 0 | 0 | 0 | 0 | 0 | 0 | 0 | 0 | 0 | 0 | 0
Battery | 12 | 2 | 0 | 0 | 0 | 0 | 0 | 0 | 0 | 0 | 0 | 0 | 0 | 0 | 0 | 0 | 0 | 0 | 0 | 0 | 0 | 0 | 0 | 0 | 0 | 0
Battery | 12 | 3 | 0 | 0 | 0 | 0 | 0 | 0 | 0 | 0 | 0 | 0 | 0 | 0 | 0 | 0 | 0 | 0 | 0 | 0 | 0 | 0 | 0 | 0 | 0 | 0
Battery | 12 | 4 | 0 | 0 | 0 | 0 | 0 | 0 | 0 | 0 | 0 | 0 | 0 | 0 | 0 | 0 | 0 | 0 | 0 | 0 | 0 | 0 | 0 | 0 | 0 | 0
Battery | 12 | 5 | 0 | 0 | 0 | 0 | 0 | 0 | 0 | 0 | 0 | 0 | 0 | 0 | 0 | 0 | 0 | 0 | 0 | 0 | 0 | 0 | 0 | 0 | 0 | 0
Battery | 12 | 6 | 0 | 0 | 0 | 0 | 0 | 0 | 0 | 0 | 0 | 0 | 0 | 0 | 0 | 0 | 0 | 0 | 0 | 0 | 0 | 0 | 0 | 0 | 0 | 0
Battery | 12 | 7 | 0 | 0 | 0 | 0 | 0 | 0 | 0 | 0 | 0 | 0 | 0 | 0 | 0 | 0 | 0 | 0 | 0 | 0 | 0 | 0 | 0 | 0 | 0 | 0
Battery | 12 | 8 | 0 | 0 | 0 | 0 | 0 | 0 | 0 | 0 | 0 | 0 | 0 | 0 | 0 | 0 | 0 | 0 | 0 | 0 | 0 | 0 | 0 | 0 | 0 | 0
Battery | 12 | 9 | 0 | 0 | 0 | 0 | 0 | 0 | 0 | 0 | 0 | 0 | 0 | 0 | 0 | 0 | 0 | 0 | 0 | 0 | 0 | 0 | 0 | 0 | 0 | 0
Battery | 12 | 10 | 0 | 0 | 0 | 0 | 0 | 0 | 0 | 0 | 0 | 0 | 0 | 0 | 0 | 0 | 0 | 0 | 0 | 0 | 0 | 0 | 0 | 0 | 0 | 0
Battery | 12 | 11 | 0 | 0 | 0 | 0 | 0 | 0 | 0 | 0 | 0 | 0 | 0 | 0 | 0 | 0 | 0 | 0 | 0 | 0 | 0 | 0 | 0 | 0 | 0 | 0
Battery | 13 | 0 | 0 | 0 | 0 | 0 | 0 | 0 | 0 | 0 | 0 | 0 | 0 | 0 | 0 | 0 | 0 | 0 | 0 | 0 | 0 | 0 | 0 | 0 | 0 | 0
Battery | 13 | 1 | 0 | 0 | 0 | 0 | 0 | 0 | 0 | 0 | 0 | 0 | 0 | 0 | 0 | 0 | 0 | 0 | 0 | 0 | 0 | 0 | 0 | 0 | 0 | 0
Battery | 13 | 2 | 0 | 0 | 0 | 0 | 0 | 0 | 0 | 0 | 0 | 0 | 0 | 0 | 0 | 0 | 0 | 0 | 0 | 0 | 0 | 0 | 0 | 0 | 0 | 0
Battery | 13 | 3 | 0 | 0 | 0 | 0 | 0 | 0 | 0 | 0 | 0 | 0 | 0 | 0 | 0 | 0 | 0 | 0 | 0 | 0 | 0 | 0 | 0 | 0 | 0 | 0
Battery | 13 | 4 | 0 | 0 | 0 | 0 | 0 | 0 | 0 | 0 | 0 | 0 | 0 | 0 | 0 | 0 | 0 | 0 | 0 | 0 | 0 | 0 | 0 | 0 | 0 | 0
Battery | 13 | 5 | 0 | 0 | 0 | 0 | 0 | 0 | 0 | 0 | 0 | 0 | 0 | 0 | 0 | 0 | 0 | 0 | 0 | 0 | 0 | 0 | 0 | 0 | 0 | 0
Battery | 13 | 6 | 0 | 0 | 0 | 0 | 0 | 0 | 0 | 0 | 0 | 0 | 0 | 0 | 0 | 0 | 0 | 0 | 0 | 0 | 0 | 0 | 0 | 0 | 0 | 0
Battery | 13 | 7 | 0 | 0 | 0 | 0 | 0 | 0 | 0 | 0 | 0 | 0 | 0 | 0 | 0 | 0 | 0 | 0 | 0 | 0 | 0 | 0 | 0 | 0 | 0 | 0
Battery | 13 | 8 | 0 | 0 | 0 | 0 | 0 | 0 | 0 | 0 | 0 | 0 | 0 | 0 | 0 | 0 | 0 | 0 | 0 | 0 | 0 | 0 | 0 | 0 | 0 | 0
Battery | 13 | 9 | 0 | 0 | 0 | 0 | 0 | 0 | 0 | 0 | 0 | 0 | 0 | 0 | 0 | 0 | 0 | 0 | 0 | 0 | 0 | 0 | 0 | 0 | 0 | 0
Battery | 13 | 10 | 0 | 0 | 0 | 0 | 0 | 0 | 0 | 0 | 0 | 0 | 0 | 0 | 0 | 0 | 0 | 0 | 0 | 0 | 0 | 0 | 0 | 0 | 0 | 0
Battery | 13 | 11 | 0 | 0 | 0 | 0 | 0 | 0 | 0 | 0 | 0 | 0 | 0 | 0 | 0 | 0 | 0 | 0 | 0 | 0 | 0 | 0 | 0 | 0 | 0 | 0
Battery | 14 | 0 | 0 | 0 | 0 | 0 | 0 | 0 | 0 | 0 | 0 | 0 | 0 | 0 | 0 | 0 | 0 | 0 | 0 | 0 | 0 | 0 | 0 | 0 | 0 | 0
Battery | 14 | 1 | 0 | 0 | 0 | 0 | 0 | 0 | 0 | 0 | 0 | 0 | 0 | 0 | 0 | 0 | 0 | 0 | 0 | 0 | 0 | 0 | 0 | 0 | 0 | 0
Battery | 14 | 2 | 0 | 0 | 0 | 0 | 0 | 0 | 0 | 0 | 0 | 0 | 0 | 0 | 0 | 0 | 0 | 0 | 0 | 0 | 0 | 0 | 0 | 0 | 0 | 0
Battery | 14 | 3 | 0 | 0 | 0 | 0 | 0 | 0 | 0 | 0 | 0 | 0 | 0 | 0 | 0 | 0 | 0 | 0 | 0 | 0 | 0 | 0 | 0 | 0 | 0 | 0
Battery | 14 | 4 | 0 | 0 | 0 | 0 | 0 | 0 | 0 | 0 | 0 | 0 | 0 | 0 | 0 | 0 | 0 | 0 | 0 | 0 | 0 | 0 | 0 | 0 | 0 | 0
Battery | 14 | 5 | 0 | 0 | 0 | 0 | 0 | 0 | 0 | 0 | 0 | 0 | 0 | 0 | 0 | 0 | 0 | 0 | 0 | 0 | 0 | 0 | 0 | 0 | 0 | 0
Battery | 14 | 6 | 0 | 0 | 0 | 0 | 0 | 0 | 0 | 0 | 0 | 0 | 0 | 0 | 0 | 0 | 0 | 0 | 0 | 0 | 0 | 0 | 0 | 0 | 0 | 0
Battery | 14 | 7 | 0 | 0 | 0 | 0 | 0 | 0 | 0 | 0 | 0 | 0 | 0 | 0 | 0 | 0 | 0 | 0 | 0 | 0 | 0 | 0 | 0 | 0 | 0 | 0
Battery | 14 | 8 | 0 | 0 | 0 | 0 | 0 | 0 | 0 | 0 | 0 | 0 | 0 | 0 | 0 | 0 | 0 | 0 | 0 | 0 | 0 | 0 | 0 | 0 | 0 | 0
Battery | 14 | 9 | 0 | 0 | 0 | 0 | 0 | 0 | 0 | 0 | 0 | 0 | 0 | 0 | 0 | 0 | 0 | 0 | 0 | 0 | 0 | 0 | 0 | 0 | 0 | 0
Battery | 14 | 10 | 0 | 0 | 0 | 0 | 0 | 0 | 0 | 0 | 0 | 0 | 0 | 0 | 0 | 0 | 0 | 0 | 0 | 0 | 0 | 0 | 0 | 0 | 0 | 0
Battery | 14 | 11 | 0 | 0 | 0 | 0 | 0 | 0 | 0 | 0 | 0 | 0 | 0 | 0 | 0 | 0 | 0 | 0 | 0 | 0 | 0 | 0 | 0 | 0 | 0 | 0
Battery | 15 | 0 | 0 | 0 | 0 | 0 | 0 | 0 | 0 | 0 | 0 | 0 | 0 | 0 | 0 | 0 | 0 | 0 | 0 | 0 | 0 | 0 | 0 | 0 | 0 | 0
Battery | 15 | 1 | 0 | 0 | 0 | 0 | 0 | 0 | 0 | 0 | 0 | 0 | 0 | 0 | 0 | 0 | 0 | 0 | 0 | 0 | 0 | 0 | 0 | 0 | 0 | 0
Battery | 15 | 2 | 0 | 0 | 0 | 0 | 0 | 0 | 0 | 0 | 0 | 0 | 0 | 0 | 0 | 0 | 0 | 0 | 0 | 0 | 0 | 0 | 0 | 0 | 0 | 0
Battery | 15 | 3 | 0 | 0 | 0 | 0 | 0 | 0 | 0 | 0 | 0 | 0 | 0 | 0 | 0 | 0 | 0 | 0 | 0 | 0 | 0 | 0 | 0 | 0 | 0 | 0
Battery | 15 | 4 | 0 | 0 | 0 | 0 | 0 | 0 | 0 | 0 | 0 | 0 | 0 | 0 | 0 | 0 | 0 | 0 | 0 | 0 | 0 | 0 | 0 | 0 | 0 | 0
Battery | 15 | 5 | 0 | 0 | 0 | 0 | 0 | 0 | 0 | 0 | 0 | 0 | 0 | 0 | 0 | 0 | 0 | 0 | 0 | 0 | 0 | 0 | 0 | 0 | 0 | 0
Battery | 15 | 6 | 0 | 0 | 0 | 0 | 0 | 0 | 0 | 0 | 0 | 0 | 0 | 0 | 0 | 0 | 0 | 0 | 0 | 0 | 0 | 0 | 0 | 0 | 0 | 0
Battery | 15 | 7 | 0 | 0 | 0 | 0 | 0 | 0 | 0 | 0 | 0 | 0 | 0 | 0 | 0 | 0 | 0 | 0 | 0 | 0 | 0 | 0 | 0 | 0 | 0 | 0
Battery | 15 | 8 | 0 | 0 | 0 | 0 | 0 | 0 | 0 | 0 | 0 | 0 | 0 | 0 | 0 | 0 | 0 | 0 | 0 | 0 | 0 | 0 | 0 | 0 | 0 | 0
Battery | 15 | 9 | 0 | 0 | 0 | 0 | 0 | 0 | 0 | 0 | 0 | 0 | 0 | 0 | 0 | 0 | 0 | 0 | 0 | 0 | 0 | 0 | 0 | 0 | 0 | 0
Battery | 15 | 10 | 0 | 0 | 0 | 0 | 0 | 0 | 0 | 0 | 0 | 0 | 0 | 0 | 0 | 0 | 0 | 0 | 0 | 0 | 0 | 0 | 0 | 0 | 0 | 0
Battery | 15 | 11 | 0 | 0 | 0 | 0 | 0 | 0 | 0 | 0 | 0 | 0 | 0 | 0 | 0 | 0 | 0 | 0 | 0 | 0 | 0 | 0 | 0 | 0 | 0 | 0
Battery | 16 | 0 | 0 | 0 | 0 | 0 | 0 | 0 | 0 | 0 | 0 | 0 | 0 | 0 | 0 | 0 | 0 | 0 | 0 | 0 | 0 | 0 | 0 | 0 | 0 | 0
Battery | 16 | 1 | 0 | 0 | 0 | 0 | 0 | 0 | 0 | 0 | 0 | 0 | 0 | 0 | 0 | 0 | 0 | 0 | 0 | 0 | 0 | 0 | 0 | 0 | 0 | 0
Battery | 16 | 2 | 0 | 0 | 0 | 0 | 0 | 0 | 0 | 0 | 0 | 0 | 0 | 0 | 0 | 0 | 0 | 0 | 0 | 0 | 0 | 0 | 0 | 0 | 0 | 0
Battery | 16 | 3 | 0 | 0 | 0 | 0 | 0 | 0 | 0 | 0 | 0 | 0 | 0 | 0 | 0 | 0 | 0 | 0 | 0 | 0 | 0 | 0 | 0 | 0 | 0 | 0
Battery | 16 | 4 | 0 | 0 | 0 | 0 | 0 | 0 | 0 | 0 | 0 | 0 | 0 | 0 | 0 | 0 | 0 | 0 | 0 | 0 | 0 | 0 | 0 | 0 | 0 | 0
Battery | 16 | 5 | 0 | 0 | 0 | 0 | 0 | 0 | 0 | 0 | 0 | 0 | 0 | 0 | 0 | 0 | 0 | 0 | 0 | 0 | 0 | 0 | 0 | 0 | 0 | 0
Battery | 16 | 6 | 0 | 0 | 0 | 0 | 0 | 0 | 0 | 0 | 0 | 0 | 0 | 0 | 0 | 0 | 0 | 0 | 0 | 0 | 0 | 0 | 0 | 0 | 0 | 0
Battery | 16 | 7 | 0 | 0 | 0 | 0 | 0 | 0 | 0 | 0 | 0 | 0 | 0 | 0 | 0 | 0 | 0 | 0 | 0 | 0 | 0 | 0 | 0 | 0 | 0 | 0
Battery | 16 | 8 | 0 | 0 | 0 | 0 | 0 | 0 | 0 | 0 | 0 | 0 | 0 | 0 | 0 | 0 | 0 | 0 | 0 | 0 | 0 | 0 | 0 | 0 | 0 | 0
Battery | 16 | 9 | 0 | 0 | 0 | 0 | 0 | 0 | 0 | 0 | 0 | 0 | 0 | 0 | 0 | 0 | 0 | 0 | 0 | 0 | 0 | 0 | 0 | 0 | 0 | 0
Battery | 16 | 10 | 0 | 0 | 0 | 0 | 0 | 0 | 0 | 0 | 0 | 0 | 0 | 0 | 0 | 0 | 0 | 0 | 0 | 0 | 0 | 0 | 0 | 0 | 0 | 0
Battery | 16 | 11 | 0 | 0 | 0 | 0 | 0 | 0 | 0 | 0 | 0 | 0 | 0 | 0 | 0 | 0 | 0 | 0 | 0 | 0 | 0 | 0 | 0 | 0 | 0 | 0
Battery | 17 | 0 | 0 | 0 | 0 | 0 | 0 | 0 | 0 | 0 | 0 | 0 | 0 | 0 | 0 | 0 | 0 | 0 | 0 | 0 | 0 | 0 | 0 | 0 | 0 | 0
Battery | 17 | 1 | 0 | 0 | 0 | 0 | 0 | 0 | 0 | 0 | 0 | 0 | 0 | 0 | 0 | 0 | 0 | 0 | 0 | 0 | 0 | 0 | 0 | 0 | 0 | 0
Battery | 17 | 2 | 0 | 0 | 0 | 0 | 0 | 0 | 0 | 0 | 0 | 0 | 0 | 0 | 0 | 0 | 0 | 0 | 0 | 0 | 0 | 0 | 0 | 0 | 0 | 0
Battery | 17 | 3 | 0 | 0 | 0 | 0 | 0 | 0 | 0 | 0 | 0 | 0 | 0 | 0 | 0 | 0 | 0 | 0 | 0 | 0 | 0 | 0 | 0 | 0 | 0 | 0
Battery | 17 | 4 | 0 | 0 | 0 | 0 | 0 | 0 | 0 | 0 | 0 | 0 | 0 | 0 | 0 | 0 | 0 | 0 | 0 | 0 | 0 | 0 | 0 | 0 | 0 | 0
Battery | 17 | 5 | 0 | 0 | 0 | 0 | 0 | 0 | 0 | 0 | 0 | 0 | 0 | 0 | 0 | 0 | 0 | 0 | 0 | 0 | 0 | 0 | 0 | 0 | 0 | 0
Battery | 17 | 6 | 0 | 0 | 0 | 0 | 0 | 0 | 0 | 0 | 0 | 0 | 0 | 0 | 0 | 0 | 0 | 0 | 0 | 0 | 0 | 0 | 0 | 0 | 0 | 0
Battery | 17 | 7 | 0 | 0 | 0 | 0 | 0 | 0 | 0 | 0 | 0 | 0 | 0 | 0 | 0 | 0 | 0 | 0 | 0 | 0 | 0 | 0 | 0 | 0 | 0 | 0
Battery | 17 | 8 | 0 | 0 | 0 | 0 | 0 | 0 | 0 | 0 | 0 | 0 | 0 | 0 | 0 | 0 | 0 | 0 | 0 | 0 | 0 | 0 | 0 | 0 | 0 | 0
Battery | 17 | 9 | 0 | 0 | 0 | 0 | 0 | 0 | 0 | 0 | 0 | 0 | 0 | 0 | 0 | 0 | 0 | 0 | 0 | 0 | 0 | 0 | 0 | 0 | 0 | 0
Battery | 17 | 10 | 0 | 0 | 0 | 0 | 0 | 0 | 0 | 0 | 0 | 0 | 0 | 0 | 0 | 0 | 0 | 0 | 0 | 0 | 0 | 0 | 0 | 0 | 0 | 0
Battery | 17 | 11 | 0 | 0 | 0 | 0 | 0 | 0 | 0 | 0 | 0 | 0 | 0 | 0 | 0 | 0 | 0 | 0 | 0 | 0 | 0 | 0 | 0 | 0 | 0 | 0
Battery | 18 | 0 | 0 | 0 | 0 | 0 | 0 | 0 | 0 | 0 | 0 | 0 | 0 | 0 | 0 | 0 | 0 | 0 | 0 | 0 | 0 | 0 | 0 | 0 | 0 | 0
Battery | 18 | 1 | 0 | 0 | 0 | 0 | 0 | 0 | 0 | 0 | 0 | 0 | 0 | 0 | 0 | 0 | 0 | 0 | 0 | 0 | 0 | 0 | 0 | 0 | 0 | 0
Battery | 18 | 2 | 0 | 0 | 0 | 0 | 0 | 0 | 0 | 0 | 0 | 0 | 0 | 0 | 0 | 0 | 0 | 0 | 0 | 0 | 0 | 0 | 0 | 0 | 0 | 0
Battery | 18 | 3 | 0 | 0 | 0 | 0 | 0 | 0 | 0 | 0 | 0 | 0 | 0 | 0 | 0 | 0 | 0 | 0 | 0 | 0 | 0 | 0 | 0 | 0 | 0 | 0
Battery | 18 | 4 | 0 | 0 | 0 | 0 | 0 | 0 | 0 | 0 | 0 | 0 | 0 | 0 | 0 | 0 | 0 | 0 | 0 | 0 | 0 | 0 | 0 | 0 | 0 | 0
Battery | 18 | 5 | 0 | 0 | 0 | 0 | 0 | 0 | 0 | 0 | 0 | 0 | 0 | 0 | 0 | 0 | 0 | 0 | 0 | 0 | 0 | 0 | 0 | 0 | 0 | 0
Battery | 18 | 6 | 0 | 0 | 0 | 0 | 0 | 0 | 0 | 0 | 0 | 0 | 0 | 0 | 0 | 0 | 0 | 0 | 0 | 0 | 0 | 0 | 0 | 0 | 0 | 0
Battery | 18 | 7 | 0 | 0 | 0 | 0 | 0 | 0 | 0 | 0 | 0 | 0 | 0 | 0 | 0 | 0 | 0 | 0 | 0 | 0 | 0 | 0 | 0 | 0 | 0 | 0
Battery | 18 | 8 | 0 | 0 | 0 | 0 | 0 | 0 | 0 | 0 | 0 | 0 | 0 | 0 | 0 | 0 | 0 | 0 | 0 | 0 | 0 | 0 | 0 | 0 | 0 | 0
Battery | 18 | 9 | 0 | 0 | 0 | 0 | 0 | 0 | 0 | 0 | 0 | 0 | 0 | 0 | 0 | 0 | 0 | 0 | 0 | 0 | 0 | 0 | 0 | 0 | 0 | 0
Battery | 18 | 10 | 0 | 0 | 0 | 0 | 0 | 0 | 0 | 0 | 0 | 0 | 0 | 0 | 0 | 0 | 0 | 0 | 0 | 0 | 0 | 0 | 0 | 0 | 0 | 0
Battery | 18 | 11 | 0 | 0 | 0 | 0 | 0 | 0 | 0 | 0 | 0 | 0 | 0 | 0 | 0 | 0 | 0 | 0 | 0 | 0 | 0 | 0 | 0 | 0 | 0 | 0
Battery | 19 | 0 | 0 | 0 | 0 | 0 | 0 | 0 | 0 | 0 | 0 | 0 | 0 | 0 | 0 | 0 | 0 | 0 | 0 | 0 | 0 | 0 | 0 | 0 | 0 | 0
Battery | 19 | 1 | 0 | 0 | 0 | 0 | 0 | 0 | 0 | 0 | 0 | 0 | 0 | 0 | 0 | 0 | 0 | 0 | 0 | 0 | 0 | 0 | 0 | 0 | 0 | 0
Battery | 19 | 2 | 0 | 0 | 0 | 0 | 0 | 0 | 0 | 0 | 0 | 0 | 0 | 0 | 0 | 0 | 0 | 0 | 0 | 0 | 0 | 0 | 0 | 0 | 0 | 0
Battery | 19 | 3 | 0 | 0 | 0 | 0 | 0 | 0 | 0 | 0 | 0 | 0 | 0 | 0 | 0 | 0 | 0 | 0 | 0 | 0 | 0 | 0 | 0 | 0 | 0 | 0
Battery | 19 | 4 | 0 | 0 | 0 | 0 | 0 | 0 | 0 | 0 | 0 | 0 | 0 | 0 | 0 | 0 | 0 | 0 | 0 | 0 | 0 | 0 | 0 | 0 | 0 | 0
Battery | 19 | 5 | 0 | 0 | 0 | 0 | 0 | 0 | 0 | 0 | 0 | 0 | 0 | 0 | 0 | 0 | 0 | 0 | 0 | 0 | 0 | 0 | 0 | 0 | 0 | 0
Battery | 19 | 6 | 0 | 0 | 0 | 0 | 0 | 0 | 0 | 0 | 0 | 0 | 0 | 0 | 0 | 0 | 0 | 0 | 0 | 0 | 0 | 0 | 0 | 0 | 0 | 0
Battery | 19 | 7 | 0 | 0 | 0 | 0 | 0 | 0 | 0 | 0 | 0 | 0 | 0 | 0 | 0 | 0 | 0 | 0 | 0 | 0 | 0 | 0 | 0 | 0 | 0 | 0
Battery | 19 | 8 | 0 | 0 | 0 | 0 | 0 | 0 | 0 | 0 | 0 | 0 | 0 | 0 | 0 | 0 | 0 | 0 | 0 | 0 | 0 | 0 | 0 | 0 | 0 | 0
Battery | 19 | 9 | 0 | 0 | 0 | 0 | 0 | 0 | 0 | 0 | 0 | 0 | 0 | 0 | 0 | 0 | 0 | 0 | 0 | 0 | 0 | 0 | 0 | 0 | 0 | 0
Battery | 19 | 10 | 0 | 0 | 0 | 0 | 0 | 0 | 0 | 0 | 0 | 0 | 0 | 0 | 0 | 0 | 0 | 0 | 0 | 0 | 0 | 0 | 0 | 0 | 0 | 0
Battery | 19 | 11 | 0 | 0 | 0 | 0 | 0 | 0 | 0 | 0 | 0 | 0 | 0 | 0 | 0 | 0 | 0 | 0 | 0 | 0 | 0 | 0 | 0 | 0 | 0 | 0

## Unserved Demand
Year | Day | Hour 0 | Hour 1 | Hour 2 | Hour 3 | Hour 4 | Hour 5 | Hour 6 | Hour 7 | Hour 8 | Hour 9 | Hour 10 | Hour 11 | Hour 12 | Hour 13 | Hour 14 | Hour 15 | Hour 16 | Hour 17 | Hour 18 | Hour 19 | Hour 20 | Hour 21 | Hour 22 | Hour 23
0 | 0 | 0 | 0 | 0 | 0 | 0 | 0 | 0 | 0 | 0 | 0 | 0 | 0 | 0 | 0 | 0 | 0 | 0 | 0 | 0 | 0 | 0 | 0 | 0 | 0
0 | 1 | 0 | 0 | 0 | 0 | 0 | 0 | 0 | 0 | 0 | 0 | 0 | 0 | 0 | 0 | 0 | 0 | 0 | 0 | 0 | 0 | 0 | 0 | 0 | 0
0 | 2 | 0 | 0 | 0 | 0 | 0 | 0 | 0 | 0 | 0 | 0 | 0 | 0 | 0 | 0 | 0 | 0 | 0 | 0 | 0 | 0 | 0 | 0 | 0 | 0
0 | 3 | 0 | 0 | 0 | 0 | 0 | 0 | 0 | 0 | 0 | 0 | 0 | 0 | 0 | 0 | 0 | 0 | 0 | 0 | 0 | 0 | 0 | 0 | 0 | 0
0 | 4 | 0 | 0 | 0 | 0 | 0 | 0 | 0 | 0 | 0 | 0 | 0 | 0 | 0 | 0 | 0 | 0 | 0 | 0 | 0 | 0 | 0 | 0 | 0 | 0
0 | 5 | 0 | 0 | 0 | 0 | 0 | 0 | 0 | 0 | 0 | 0 | 0 | 0 | 0 | 0 | 0 | 0 | 0 | 0 | 0 | 0 | 0 | 0 | 0 | 0
0 | 6 | 0 | 0 | 0 | 0 | 0 | 0 | 0 | 0 | 0 | 0 | 0 | 0 | 0 | 0 | 0 | 0 | 0 | 0 | 0 | 0 | 0 | 0 | 0 | 0
0 | 7 | 0 | 0 | 0 | 0 | 0 | 0 | 0 | 0 | 0 | 0 | 0 | 0 | 0 | 0 | 0 | 0 | 0 | 0 | 0 | 0 | 0 | 0 | 0 | 0
0 | 8 | 0 | 0 | 0 | 0 | 0 | 0 | 0 | 0 | 0 | 0 | 0 | 0 | 0 | 0 | 0 | 0 | 0 | 0 | 0 | 0 | 0 | 0 | 0 | 0
0 | 9 | 0 | 0 | 0 | 0 | 0 | 0 | 0 | 0 | 0 | 0 | 0 | 0 | 0 | 0 | 0 | 0 | 0 | 0 | 0 | 0 | 0 | 0 | 0 | 0
0 | 10 | 0 | 0 | 0 | 0 | 0 | 0 | 0 | 0 | 0 | 0 | 0 | 0 | 0 | 0 | 0 | 0 | 0 | 0 | 0 | 0 | 0 | 0 | 0 | 0
0 | 11 | 0 | 0 | 0 | 0 | 0 | 0 | 0 | 0 | 0 | 0 | 0 | 0 | 0 | 0 | 0 | 0 | 0 | 0 | 0 | 0 | 0 | 0 | 0 | 0
1 | 0 | 0 | 0 | 0 | 0 | 0 | 0 | 0 | 0 | 0 | 0 | 0 | 0 | 0 | 0 | 0 | 0 | 0 | 0 | 0 | 0 | 0 | 0 | 0 | 0
1 | 1 | 0 | 0 | 0 | 0 | 0 | 0 | 0 | 0 | 0 | 0 | 0 | 0 | 0 | 0 | 0 | 0 | 0 | 0 | 0 | 0 | 0 | 0 | 0 | 0
1 | 2 | 0 | 0 | 0 | 0 | 0 | 0 | 0 | 0 | 0 | 0 | 0 | 0 | 0 | 0 | 0 | 0 | 0 | 0 | 0 | 0 | 0 | 0 | 0 | 0
1 | 3 | 0 | 0 | 0 | 0 | 0 | 0 | 0 | 0 | 0 | 0 | 0 | 0 | 0 | 0 | 0 | 0 | 0 | 0 | 0 | 0 | 0 | 0 | 0 | 0
1 | 4 | 0 | 0 | 0 | 0 | 0 | 0 | 0 | 0 | 0 | 0 | 0 | 0 | 0 | 0 | 0 | 0 | 0 | 0 | 0 | 0 | 0 | 0 | 0 | 0
1 | 5 | 0 | 0 | 0 | 0 | 0 | 0 | 0 | 0 | 0 | 0 | 0 | 0 | 0 | 0 | 0 | 0 | 0 | 0 | 0 | 0 | 0 | 0 | 0 | 0
1 | 6 | 0 | 0 | 0 | 0 | 0 | 0 | 0 | 0 | 0 | 0 | 0 | 0 | 0 | 0 | 0 | 0 | 0 | 0 | 0 | 0 | 0 | 0 | 0 | 0
1 | 7 | 0 | 0 | 0 | 0 | 0 | 0 | 0 | 0 | 0 | 0 | 0 | 0 | 0 | 0 | 0 | 0 | 0 | 0 | 0 | 0 | 0 | 0 | 0 | 0
1 | 8 | 0 | 0 | 0 | 0 | 0 | 0 | 0 | 0 | 0 | 0 | 0 | 0 | 0 | 0 | 0 | 0 | 0 | 0 | 0 | 0 | 0 | 0 | 0 | 0
1 | 9 | 0 | 0 | 0 | 0 | 0 | 0 | 0 | 0 | 0 | 0 | 0 | 0 | 0 | 0 | 0 | 0 | 0 | 0 | 0 | 0 | 0 | 0 | 0 | 0
1 | 10 | 0 | 0 | 0 | 0 | 0 | 0 | 0 | 0 | 0 | 0 | 0 | 0 | 0 | 0 | 0 | 0 | 0 | 0 | 0 | 0 | 0 | 0 | 0 | 0
1 | 11 | 0 | 0 | 0 | 0 | 0 | 0 | 0 | 0 | 0 | 0 | 0 | 0 | 0 | 0 | 0 | 0 | 0 | 0 | 0 | 0 | 0 | 0 | 0 | 0
2 | 0 | 0 | 0 | 0 | 0 | 0 | 0 | 0 | 0 | 0 | 0 | 0 | 0 | 0 | 0 | 0 | 0 | 0 | 0 | 0 | 0 | 0 | 0 | 0 | 0
2 | 1 | 0 | 0 | 0 | 0 | 0 | 0 | 0 | 0 | 0 | 0 | 0 | 0 | 0 | 0 | 0 | 0 | 0 | 0 | 0 | 0 | 0 | 0 | 0 | 0
2 | 2 | 0 | 0 | 0 | 0 | 0 | 0 | 0 | 0 | 0 | 0 | 0 | 0 | 0 | 0 | 0 | 0 | 0 | 0 | 0 | 0 | 0 | 0 | 0 | 0
2 | 3 | 0 | 0 | 0 | 0 | 0 | 0 | 0 | 0 | 0 | 0 | 0 | 0 | 0 | 0 | 0 | 0 | 0 | 0 | 0 | 0 | 0 | 0 | 0 | 0
2 | 4 | 0 | 0 | 0 | 0 | 0 | 0 | 0 | 0 | 0 | 0 | 0 | 0 | 0 | 0 | 0 | 0 | 0 | 0 | 0 | 0 | 0 | 0 | 0 | 0
2 | 5 | 0 | 0 | 0 | 0 | 0 | 0 | 0 | 0 | 0 | 0 | 0 | 0 | 0 | 0 | 0 | 0 | 0 | 0 | 0 | 0 | 0 | 0 | 0 | 0
2 | 6 | 0 | 0 | 0 | 0 | 0 | 0 | 0 | 0 | 0 | 0 | 0 | 0 | 0 | 0 | 0 | 0 | 0 | 0 | 0 | 0 | 0 | 0 | 0 | 0
2 | 7 | 0 | 0 | 0 | 0 | 0 | 0 | 0 | 0 | 0 | 0 | 0 | 0 | 0 | 0 | 0 | 0 | 0 | 0 | 0 | 0 | 0 | 0 | 0 | 0
2 | 8 | 0 | 0 | 0 | 0 | 0 | 0 | 0 | 0 | 0 | 0 | 0 | 0 | 0 | 0 | 0 | 0 | 0 | 0 | 0 | 0 | 0 | 0 | 0 | 0
2 | 9 | 0 | 0 | 0 | 0 | 0 | 0 | 0 | 0 | 0 | 0 | 0 | 0 | 0 | 0 | 0 | 0 | 0 | 0 | 0 | 0 | 0 | 0 | 0 | 0
2 | 10 | 0 | 0 | 0 | 0 | 0 | 0 | 0 | 0 | 0 | 0 | 0 | 0 | 0 | 0 | 0 | 0 | 0 | 0 | 0 | 0 | 0 | 0 | 0 | 0
2 | 11 | 0 | 0 | 0 | 0 | 0 | 0 | 0 | 0 | 0 | 0 | 0 | 0 | 0 | 0 | 0 | 0 | 0 | 0 | 0 | 0 | 0 | 0 | 0 | 0
3 | 0 | 0 | 0 | 0 | 0 | 0 | 0 | 0 | 0 | 0 | 0 | 0 | 0 | 0 | 0 | 0 | 0 | 0 | 0 | 0 | 0 | 0 | 0 | 0 | 0
3 | 1 | 0 | 0 | 0 | 0 | 0 | 0 | 0 | 0 | 0 | 0 | 0 | 0 | 0 | 0 | 0 | 0 | 0 | 0 | 0 | 0 | 0 | 0 | 0 | 0
3 | 2 | 0 | 0 | 0 | 0 | 0 | 0 | 0 | 0 | 0 | 0 | 0 | 0 | 0 | 0 | 0 | 0 | 0 | 0 | 0 | 0 | 0 | 0 | 0 | 0
3 | 3 | 0 | 0 | 0 | 0 | 0 | 0 | 0 | 0 | 0 | 0 | 0 | 0 | 0 | 0 | 0 | 0 | 0 | 0 | 0 | 0 | 0 | 0 | 0 | 0
3 | 4 | 0 | 0 | 0 | 0 | 0 | 0 | 0 | 0 | 0 | 0 | 0 | 0 | 0 | 0 | 0 | 0 | 0 | 0 | 0 | 0 | 0 | 0 | 0 | 0
3 | 5 | 0 | 0 | 0 | 0 | 0 | 0 | 0 | 0 | 0 | 0 | 0 | 0 | 0 | 0 | 0 | 0 | 0 | 0 | 0 | 0 | 0 | 0 | 0 | 0
3 | 6 | 0 | 0 | 0 | 0 | 0 | 0 | 0 | 0 | 0 | 0 | 0 | 0 | 0 | 0 | 0 | 0 | 0 | 0 | 0 | 0 | 0 | 0 | 0 | 0
3 | 7 | 0 | 0 | 0 | 0 | 0 | 0 | 0 | 0 | 0 | 0 | 0 | 0 | 0 | 0 | 0 | 0 | 0 | 0 | 0 | 0 | 0 | 0 | 0 | 0
3 | 8 | 0 | 0 | 0 | 0 | 0 | 0 | 0 | 0 | 0 | 0 | 0 | 0 | 0 | 0 | 0 | 0 | 0 | 0 | 0 | 0 | 0 | 0 | 0 | 0
3 | 9 | 0 | 0 | 0 | 0 | 0 | 0 | 0 | 0 | 0 | 0 | 0 | 0 | 0 | 0 | 0 | 0 | 0 | 0 | 0 | 0 | 0 | 0 | 0 | 0
3 | 10 | 0 | 0 | 0 | 0 | 0 | 0 | 0 | 0 | 0 | 0 | 0 | 0 | 0 | 0 | 0 | 0 | 0 | 0 | 0 | 0 | 0 | 0 | 0 | 0
3 | 11 | 0 | 0 | 0 | 0 | 0 | 0 | 0 | 0 | 0 | 0 | 0 | 0 | 0 | 0 | 0 | 0 | 0 | 0 | 0 | 0 | 0 | 0 | 0 | 0
4 | 0 | 0 | 0 | 0 | 0 | 0 | 0 | 0 | 0 | 0 | 0 | 0 | 0 | 0 | 0 | 0 | 0 | 0 | 0 | 0 | 0 | 0 | 0 | 0 | 0
4 | 1 | 0 | 0 | 0 | 0 | 0 | 0 | 0 | 0 | 0 | 0 | 0 | 0 | 0 | 0 | 0 | 0 | 0 | 0 | 0 | 0 | 0 | 0 | 0 | 0
4 | 2 | 0 | 0 | 0 | 0 | 0 | 0 | 0 | 0 | 0 | 0 | 0 | 0 | 0 | 0 | 0 | 0 | 0 | 0 | 0 | 0 | 0 | 0 | 0 | 0
4 | 3 | 0 | 0 | 0 | 0 | 0 | 0 | 0 | 0 | 0 | 0 | 0 | 0 | 0 | 0 | 0 | 0 | 0 | 0 | 0 | 0 | 0 | 0 | 0 | 0
4 | 4 | 0 | 0 | 0 | 0 | 0 | 0 | 0 | 0 | 0 | 0 | 0 | 0 | 0 | 0 | 0 | 0 | 0 | 0 | 0 | 0 | 0 | 0 | 0 | 0
4 | 5 | 0 | 0 | 0 | 0 | 0 | 0 | 0 | 0 | 0 | 0 | 0 | 0 | 0 | 0 | 0 | 0 | 0 | 0 | 0 | 0 | 0 | 0 | 0 | 0
4 | 6 | 0 | 0 | 0 | 0 | 0 | 0 | 0 | 0 | 0 | 0 | 0 | 0 | 0 | 0 | 0 | 0 | 0 | 0 | 0 | 0 | 0 | 0 | 0 | 0
4 | 7 | 0 | 0 | 0 | 0 | 0 | 0 | 0 | 0 | 0 | 0 | 0 | 0 | 0 | 0 | 0 | 0 | 0 | 0 | 0 | 0 | 0 | 0 | 0 | 0
4 | 8 | 0 | 0 | 0 | 0 | 0 | 0 | 0 | 0 | 0 | 0 | 0 | 0 | 0 | 0 | 0 | 0 | 0 | 0 | 0 | 0 | 0 | 0 | 0 | 0
4 | 9 | 0 | 0 | 0 | 0 | 0 | 0 | 0 | 0 | 0 | 0 | 0 | 0 | 0 | 0 | 0 | 0 | 0 | 0 | 0 | 0 | 0 | 0 | 0 | 0
4 | 10 | 0 | 0 | 0 | 0 | 0 | 0 | 0 | 0 | 0 | 0 | 0 | 0 | 0 | 0 | 0 | 0 | 0 | 0 | 0 | 0 | 0 | 0 | 0 | 0
4 | 11 | 0 | 0 | 0 | 0 | 0 | 0 | 0 | 0 | 0 | 0 | 0 | 0 | 0 | 0 | 0 | 0 | 0 | 0 | 0 | 0 | 0 | 0 | 0 | 0
5 | 0 | 0 | 0 | 0 | 0 | 0 | 0 | 0 | 0 | 0 | 0 | 0 | 0 | 0 | 0 | 0 | 0 | 0 | 0 | 0 | 0 | 0 | 0 | 0 | 0
5 | 1 | 0 | 0 | 0 | 0 | 0 | 0 | 0 | 0 | 0 | 0 | 0 | 0 | 0 | 0 | 0 | 0 | 0 | 0 | 0 | 0 | 0 | 0 | 0 | 0
5 | 2 | 0 | 0 | 0 | 0 | 0 | 0 | 0 | 0 | 0 | 0 | 0 | 0 | 0 | 0 | 0 | 0 | 0 | 0 | 0 | 0 | 0 | 0 | 0 | 0
5 | 3 | 0 | 0 | 0 | 0 | 0 | 0 | 0 | 0 | 0 | 0 | 0 | 0 | 0 | 0 | 0 | 0 | 0 | 0 | 0 | 0 | 0 | 0 | 0 | 0
5 | 4 | 0 | 0 | 0 | 0 | 0 | 0 | 0 | 0 | 0 | 0 | 0 | 0 | 0 | 0 | 0 | 0 | 0 | 0 | 0 | 0 | 0 | 0 | 0 | 0
5 | 5 | 0 | 0 | 0 | 0 | 0 | 0 | 0 | 0 | 0 | 0 | 0 | 0 | 0 | 0 | 0 | 0 | 0 | 0 | 0 | 0 | 0 | 0 | 0 | 0
5 | 6 | 0 | 0 | 0 | 0 | 0 | 0 | 0 | 0 | 0 | 0 | 0 | 0 | 0 | 0 | 0 | 0 | 0 | 0 | 0 | 0 | 0 | 0 | 0 | 0
5 | 7 | 0 | 0 | 0 | 0 | 0 | 0 | 0 | 0 | 0 | 0 | 0 | 0 | 0 | 0 | 0 | 0 | 0 | 0 | 0 | 0 | 0 | 0 | 0 | 0
5 | 8 | 0 | 0 | 0 | 0 | 0 | 0 | 0 | 0 | 0 | 0 | 0 | 0 | 0 | 0 | 0 | 0 | 0 | 0 | 0 | 0 | 0 | 0 | 0 | 0
5 | 9 | 0 | 0 | 0 | 0 | 0 | 0 | 0 | 0 | 0 | 0 | 0 | 0 | 0 | 0 | 0 | 0 | 0 | 0 | 0 | 0 | 0 | 0 | 0 | 0
5 | 10 | 0 | 0 | 0 | 0 | 0 | 0 | 0 | 0 | 0 | 0 | 0 | 0 | 0 | 0 | 0 | 0 | 0 | 0 | 0 | 0 | 0 | 0 | 0 | 0
5 | 11 | 0 | 0 | 0 | 0 | 0 | 0 | 0 | 0 | 0 | 0 | 0 | 0 | 0 | 0 | 0 | 0 | 0 | 0 | 0 | 0 | 0 | 0 | 0 | 0
6 | 0 | 0 | 0 | 0 | 0 | 0 | 0 | 0 | 0 | 0 | 0 | 0 | 0 | 0 | 0 | 0 | 0 | 0 | 0 | 0 | 0 | 0 | 0 | 0 | 0
6 | 1 | 0 | 0 | 0 | 0 | 0 | 0 | 0 | 0 | 0 | 0 | 0 | 0 | 0 | 0 | 0 | 0 | 0 | 0 | 0 | 0 | 0 | 0 | 0 | 0
6 | 2 | 0 | 0 | 0 | 0 | 0 | 0 | 0 | 0 | 0 | 0 | 0 | 0 | 0 | 0 | 0 | 0 | 0 | 0 | 0 | 0 | 0 | 0 | 0 | 0
6 | 3 | 0 | 0 | 0 | 0 | 0 | 0 | 0 | 0 | 0 | 0 | 0 | 0 | 0 | 0 | 0 | 0 | 0 | 0 | 0 | 0 | 0 | 0 | 0 | 0
6 | 4 | 0 | 0 | 0 | 0 | 0 | 0 | 0 | 0 | 0 | 0 | 0 | 0 | 0 | 0 | 0 | 0 | 0 | 0 | 0 | 0 | 0 | 0 | 0 | 0
6 | 5 | 0 | 0 | 0 | 0 | 0 | 0 | 0 | 0 | 0 | 0 | 0 | 0 | 0 | 0 | 0 | 0 | 0 | 0 | 0 | 0 | 0 | 0 | 0 | 0
6 | 6 | 0 | 0 | 0 | 0 | 0 | 0 | 0 | 0 | 0 | 0 | 0 | 0 | 0 | 0 | 0 | 0 | 0 | 0 | 0 | 0 | 0 | 0 | 0 | 0
6 | 7 | 0 | 0 | 0 | 0 | 0 | 0 | 0 | 0 | 0 | 0 | 0 | 0 | 0 | 0 | 0 | 0 | 0 | 0 | 0 | 0 | 0 | 0 | 0 | 0
6 | 8 | 0 | 0 | 0 | 0 | 0 | 0 | 0 | 0 | 0 | 0 | 0 | 0 | 0 | 0 | 0 | 0 | 0 | 0 | 0 | 0 | 0 | 0 | 0 | 0
6 | 9 | 0 | 0 | 0 | 0 | 0 | 0 | 0 | 0 | 0 | 0 | 0 | 0 | 0 | 0 | 0 | 0 | 0 | 0 | 0 | 0 | 0 | 0 | 0 | 0
6 | 10 | 0 | 0 | 0 | 0 | 0 | 0 | 0 | 0 | 0 | 0 | 0 | 0 | 0 | 0 | 0 | 0 | 0 | 0 | 0 | 0 | 0 | 0 | 0 | 0
6 | 11 | 0 | 0 | 0 | 0 | 0 | 0 | 0 | 0 | 0 | 0 | 0 | 0 | 0 | 0 | 0 | 0 | 0 | 0 | 0 | 0 | 0 | 0 | 0 | 0
7 | 0 | 0 | 0 | 0 | 0 | 0 | 0 | 0 | 0 | 0 | 0 | 0 | 0 | 0 | 0 | 0 | 0 | 0 | 0 | 0 | 0 | 0 | 0 | 0 | 0
7 | 1 | 0 | 0 | 0 | 0 | 0 | 0 | 0 | 0 | 0 | 0 | 0 | 0 | 0 | 0 | 0 | 0 | 0 | 0 | 0 | 0 | 0 | 0 | 0 | 0
7 | 2 | 0 | 0 | 0 | 0 | 0 | 0 | 0 | 0 | 0 | 0 | 0 | 0 | 0 | 0 | 0 | 0 | 0 | 0 | 0 | 0 | 0 | 0 | 0 | 0
7 | 3 | 0 | 0 | 0 | 0 | 0 | 0 | 0 | 0 | 0 | 0 | 0 | 0 | 0 | 0 | 0 | 0 | 0 | 0 | 0 | 0 | 0 | 0 | 0 | 0
7 | 4 | 0 | 0 | 0 | 0 | 0 | 0 | 0 | 0 | 0 | 0 | 0 | 0 | 0 | 0 | 0 | 0 | 0 | 0 | 0 | 0 | 0 | 0 | 0 | 0
7 | 5 | 0 | 0 | 0 | 0 | 0 | 0 | 0 | 0 | 0 | 0 | 0 | 0 | 0 | 0 | 0 | 0 | 0 | 0 | 0 | 0 | 0 | 0 | 0 | 0
7 | 6 | 0 | 0 | 0 | 0 | 0 | 0 | 0 | 0 | 0 | 0 | 0 | 0 | 0 | 0 | 0 | 0 | 0 | 0 | 0 | 0 | 0 | 0 | 0 | 0
7 | 7 | 0 | 0 | 0 | 0 | 0 | 0 | 0 | 0 | 0 | 0 | 0 | 0 | 0 | 0 | 0 | 0 | 0 | 0 | 0 | 0 | 0 | 0 | 0 | 0
7 | 8 | 0 | 0 | 0 | 0 | 0 | 0 | 0 | 0 | 0 | 0 | 0 | 0 | 0 | 0 | 0 | 0 | 0 | 0 | 0 | 0 | 0 | 0 | 0 | 0
7 | 9 | 0 | 0 | 0 | 0 | 0 | 0 | 0 | 0 | 0 | 0 | 0 | 0 | 0 | 0 | 0 | 0 | 0 | 0 | 0 | 0 | 0 | 0 | 0 | 0
7 | 10 | 0 | 0 | 0 | 0 | 0 | 0 | 0 | 0 | 0 | 0 | 0 | 0 | 0 | 0 | 0 | 0 | 0 | 0 | 0 | 0 | 0 | 0 | 0 | 0
7 | 11 | 0 | 0 | 0 | 0 | 0 | 0 | 0 | 0 | 0 | 0 | 0 | 0 | 0 | 0 | 0 | 0 | 0 | 0 | 0 | 0 | 0 | 0 | 0 | 0
8 | 0 | 0 | 0 | 0 | 0 | 0 | 0 | 0 | 0 | 0 | 0 | 0 | 0 | 0 | 0 | 0 | 0 | 0 | 0 | 0 | 0 | 0 | 0 | 0 | 0
8 | 1 | 0 | 0 | 0 | 0 | 0 | 0 | 0 | 0 | 0 | 0 | 0 | 0 | 0 | 0 | 0 | 0 | 0 | 0 | 0 | 0 | 0 | 0 | 0 | 0
8 | 2 | 0 | 0 | 0 | 0 | 0 | 0 | 0 | 0 | 0 | 0 | 0 | 0 | 0 | 0 | 0 | 0 | 0 | 0 | 0 | 0 | 0 | 0 | 0 | 0
8 | 3 | 0 | 0 | 0 | 0 | 0 | 0 | 0 | 0 | 0 | 0 | 0 | 0 | 0 | 0 | 0 | 0 | 0 | 0 | 0 | 0 | 0 | 0 | 0 | 0
8 | 4 | 0 | 0 | 0 | 0 | 0 | 0 | 0 | 0 | 0 | 0 | 0 | 0 | 0 | 0 | 0 | 0 | 0 | 0 | 0 | 0 | 0 | 0 | 0 | 0
8 | 5 | 0 | 0 | 0 | 0 | 0 | 0 | 0 | 0 | 0 | 0 | 0 | 0 | 0 | 0 | 0 | 0 | 0 | 0 | 0 | 0 | 0 | 0 | 0 | 0
8 | 6 | 0 | 0 | 0 | 0 | 0 | 0 | 0 | 0 | 0 | 0 | 0 | 0 | 0 | 0 | 0 | 0 | 0 | 0 | 0 | 0 | 0 | 0 | 0 | 0
8 | 7 | 0 | 0 | 0 | 0 | 0 | 0 | 0 | 0 | 0 | 0 | 0 | 0 | 0 | 0 | 0 | 0 | 0 | 0 | 0 | 0 | 0 | 0 | 0 | 0
8 | 8 | 0 | 0 | 0 | 0 | 0 | 0 | 0 | 0 | 0 | 0 | 0 | 0 | 0 | 0 | 0 | 0 | 0 | 0 | 0 | 0 | 0 | 0 | 0 | 0
8 | 9 | 0 | 0 | 0 | 0 | 0 | 0 | 0 | 0 | 0 | 0 | 0 | 0 | 0 | 0 | 0 | 0 | 0 | 0 | 0 | 0 | 0 | 0 | 0 | 0
8 | 10 | 0 | 0 | 0 | 0 | 0 | 0 | 0 | 0 | 0 | 0 | 0 | 0 | 0 | 0 | 0 | 0 | 0 | 0 | 0 | 0 | 0 | 0 | 0 | 0
8 | 11 | 0 | 0 | 0 | 0 | 0 | 0 | 0 | 0 | 0 | 0 | 0 | 0 | 0 | 0 | 0 | 0 | 0 | 0 | 0 | 0 | 0 | 0 | 0 | 0
9 | 0 | 0 | 0 | 0 | 0 | 0 | 0 | 0 | 0 | 0 | 0 | 0 | 0 | 0 | 0 | 0 | 0 | 0 | 0 | 0 | 0 | 0 | 0 | 0 | 0
9 | 1 | 0 | 0 | 0 | 0 | 0 | 0 | 0 | 0 | 0 | 0 | 0 | 0 | 0 | 0 | 0 | 0 | 0 | 0 | 0 | 0 | 0 | 0 | 0 | 0
9 | 2 | 0 | 0 | 0 | 0 | 0 | 0 | 0 | 0 | 0 | 0 | 0 | 0 | 0 | 0 | 0 | 0 | 0 | 0 | 0 | 0 | 0 | 0 | 0 | 0
9 | 3 | 0 | 0 | 0 | 0 | 0 | 0 | 0 | 0 | 0 | 0 | 0 | 0 | 0 | 0 | 0 | 0 | 0 | 0 | 0 | 0 | 0 | 0 | 0 | 0
9 | 4 | 0 | 0 | 0 | 0 | 0 | 0 | 0 | 0 | 0 | 0 | 0 | 0 | 0 | 0 | 0 | 0 | 0 | 0 | 0 | 0 | 0 | 0 | 0 | 0
9 | 5 | 0 | 0 | 0 | 0 | 0 | 0 | 0 | 0 | 0 | 0 | 0 | 0 | 0 | 0 | 0 | 0 | 0 | 0 | 0 | 0 | 0 | 0 | 0 | 0
9 | 6 | 0 | 0 | 0 | 0 | 0 | 0 | 0 | 0 | 0 | 0 | 0 | 0 | 0 | 0 | 0 | 0 | 0 | 0 | 0 | 0 | 0 | 0 | 0 | 0
9 | 7 | 0 | 0 | 0 | 0 | 0 | 0 | 0 | 0 | 0 | 0 | 0 | 0 | 0 | 0 | 0 | 0 | 0 | 0 | 0 | 0 | 0 | 0 | 0 | 0
9 | 8 | 0 | 0 | 0 | 0 | 0 | 0 | 0 | 0 | 0 | 0 | 0 | 0 | 0 | 0 | 0 | 0 | 0 | 0 | 0 | 0 | 0 | 0 | 0 | 0
9 | 9 | 0 | 0 | 0 | 0 | 0 | 0 | 0 | 0 | 0 | 0 | 0 | 0 | 0 | 0 | 0 | 0 | 0 | 0 | 0 | 0 | 0 | 0 | 0 | 0
9 | 10 | 0 | 0 | 0 | 0 | 0 | 0 | 0 | 0 | 0 | 0 | 0 | 0 | 0 | 0 | 0 | 0 | 0 | 0 | 0 | 0 | 0 | 0 | 0 | 0
9 | 11 | 0 | 0 | 0 | 0 | 0 | 0 | 0 | 0 | 0 | 0 | 0 | 0 | 0 | 0 | 0 | 0 | 0 | 0 | 0 | 0 | 0 | 0 | 0 | 0
10 | 0 | 0 | 0 | 0 | 0 | 0 | 0 | 0 | 0 | 0 | 0 | 0 | 0 | 0 | 0 | 0 | 0 | 0 | 0 | 0 | 0 | 0 | 0 | 0 | 0
10 | 1 | 0 | 0 | 0 | 0 | 0 | 0 | 0 | 0 | 0 | 0 | 0 | 0 | 0 | 0 | 0 | 0 | 0 | 0 | 0 | 0 | 0 | 0 | 0 | 0
10 | 2 | 0 | 0 | 0 | 0 | 0 | 0 | 0 | 0 | 0 | 0 | 0 | 0 | 0 | 0 | 0 | 0 | 0 | 0 | 0 | 0 | 0 | 0 | 0 | 0
10 | 3 | 0 | 0 | 0 | 0 | 0 | 0 | 0 | 0 | 0 | 0 | 0 | 0 | 0 | 0 | 0 | 0 | 0 | 0 | 0 | 0 | 0 | 0 | 0 | 0
10 | 4 | 0 | 0 | 0 | 0 | 0 | 0 | 0 | 0 | 0 | 0 | 0 | 0 | 0 | 0 | 0 | 0 | 0 | 0 | 0 | 0 | 0 | 0 | 0 | 0
10 | 5 | 0 | 0 | 0 | 0 | 0 | 0 | 0 | 0 | 0 | 0 | 0 | 0 | 0 | 0 | 0 | 0 | 0 | 0 | 0 | 0 | 0 | 0 | 0 | 0
10 | 6 | 0 | 0 | 0 | 0 | 0 | 0 | 0 | 0 | 0 | 0 | 0 | 0 | 0 | 0 | 0 | 0 | 0 | 0 | 0 | 0 | 0 | 0 | 0 | 0
10 | 7 | 0 | 0 | 0 | 0 | 0 | 0 | 0 | 0 | 0 | 0 | 0 | 0 | 0 | 0 | 0 | 0 | 0 | 0 | 0 | 0 | 0 | 0 | 0 | 0
10 | 8 | 0 | 0 | 0 | 0 | 0 | 0 | 0 | 0 | 0 | 0 | 0 | 0 | 0 | 0 | 0 | 0 | 0 | 0 | 0 | 0 | 0 | 0 | 0 | 0
10 | 9 | 0 | 0 | 0 | 0 | 0 | 0 | 0 | 0 | 0 | 0 | 0 | 0 | 0 | 0 | 0 | 0 | 0 | 0 | 0 | 0 | 0 | 0 | 0 | 0
10 | 10 | 0 | 0 | 0 | 0 | 0 | 0 | 0 | 0 | 0 | 0 | 0 | 0 | 0 | 0 | 0 | 0 | 0 | 0 | 0 | 0 | 0 | 0 | 0 | 0
10 | 11 | 0 | 0 | 0 | 0 | 0 | 0 | 0 | 0 | 0 | 0 | 0 | 0 | 0 | 0 | 0 | 0 | 0 | 0 | 0 | 0 | 0 | 0 | 0 | 0
11 | 0 | 0 | 0 | 0 | 0 | 0 | 0 | 0 | 0 | 0 | 0 | 0 | 0 | 0 | 0 | 0 | 0 | 0 | 0 | 0 | 0 | 0 | 0 | 0 | 0
11 | 1 | 0 | 0 | 0 | 0 | 0 | 0 | 0 | 0 | 0 | 0 | 0 | 0 | 0 | 0 | 0 | 0 | 0 | 0 | 0 | 0 | 0 | 0 | 0 | 0
11 | 2 | 0 | 0 | 0 | 0 | 0 | 0 | 0 | 0 | 0 | 0 | 0 | 0 | 0 | 0 | 0 | 0 | 0 | 0 | 0 | 0 | 0 | 0 | 0 | 0
11 | 3 | 0 | 0 | 0 | 0 | 0 | 0 | 0 | 0 | 0 | 0 | 0 | 0 | 0 | 0 | 0 | 0 | 0 | 0 | 0 | 0 | 0 | 0 | 0 | 0
11 | 4 | 0 | 0 | 0 | 0 | 0 | 0 | 0 | 0 | 0 | 0 | 0 | 0 | 0 | 0 | 0 | 0 | 0 | 0 | 0 | 0 | 0 | 0 | 0 | 0
11 | 5 | 0 | 0 | 0 | 0 | 0 | 0 | 0 | 0 | 0 | 0 | 0 | 0 | 0 | 0 | 0 | 0 | 0 | 0 | 0 | 0 | 0 | 0 | 0 | 0
11 | 6 | 0 | 0 | 0 | 0 | 0 | 0 | 0 | 0 | 0 | 0 | 0 | 0 | 0 | 0 | 0 | 0 | 0 | 0 | 0 | 0 | 0 | 0 | 0 | 0
11 | 7 | 0 | 0 | 0 | 0 | 0 | 0 | 0 | 0 | 0 | 0 | 0 | 0 | 0 | 0 | 0 | 0 | 0 | 0 | 0 | 0 | 0 | 0 | 0 | 0
11 | 8 | 0 | 0 | 0 | 0 | 0 | 0 | 0 | 0 | 0 | 0 | 0 | 0 | 0 | 0 | 0 | 0 | 0 | 0 | 0 | 0 | 0 | 0 | 0 | 0
11 | 9 | 0 | 0 | 0 | 0 | 0 | 0 | 0 | 0 | 0 | 0 | 0 | 0 | 0 | 0 | 0 | 0 | 0 | 0 | 0 | 0 | 0 | 0 | 0 | 0
11 | 10 | 0 | 0 | 0 | 0 | 0 | 0 | 0 | 0 | 0 | 0 | 0 | 0 | 0 | 0 | 0 | 0 | 0 | 0 | 0 | 0 | 0 | 0 | 0 | 0
11 | 11 | 0 | 0 | 0 | 0 | 0 | 0 | 0 | 0 | 0 | 0 | 0 | 0 | 0 | 0 | 0 | 0 | 0 | 0 | 0 | 0 | 0 | 0 | 0 | 0
12 | 0 | 0 | 0 | 0 | 0 | 0 | 0 | 0 | 0 | 0 | 0 | 0 | 0 | 0 | 0 | 0 | 0 | 0 | 0 | 0 | 0 | 0 | 0 | 0 | 0
12 | 1 | 0 | 0 | 0 | 0 | 0 | 0 | 0 | 0 | 0 | 0 | 0 | 0 | 0 | 0 | 0 | 0 | 0 | 0 | 0 | 0 | 0 | 0 | 0 | 0
12 | 2 | 0 | 0 | 0 | 0 | 0 | 0 | 0 | 0 | 0 | 0 | 0 | 0 | 0 | 0 | 0 | 0 | 0 | 0 | 0 | 0 | 0 | 0 | 0 | 0
12 | 3 | 0 | 0 | 0 | 0 | 0 | 0 | 0 | 0 | 0 | 0 | 0 | 0 | 0 | 0 | 0 | 0 | 0 | 0 | 0 | 0 | 0 | 0 | 0 | 0
12 | 4 | 0 | 0 | 0 | 0 | 0 | 0 | 0 | 0 | 0 | 0 | 0 | 0 | 0 | 0 | 0 | 0 | 0 | 0 | 0 | 0 | 0 | 0 | 0 | 0
12 | 5 | 0 | 0 | 0 | 0 | 0 | 0 | 0 | 0 | 0 | 0 | 0 | 0 | 0 | 0 | 0 | 0 | 0 | 0 | 0 | 0 | 0 | 0 | 0 | 0
12 | 6 | 0 | 0 | 0 | 0 | 0 | 0 | 0 | 0 | 0 | 0 | 0 | 0 | 0 | 0 | 0 | 0 | 0 | 0 | 0 | 0 | 0 | 0 | 0 | 0
12 | 7 | 0 | 0 | 0 | 0 | 0 | 0 | 0 | 0 | 0 | 0 | 0 | 0 | 0 | 0 | 0 | 0 | 0 | 0 | 0 | 0 | 0 | 0 | 0 | 0
12 | 8 | 0 | 0 | 0 | 0 | 0 | 0 | 0 | 0 | 0 | 0 | 0 | 0 | 0 | 0 | 0 | 0 | 0 | 0 | 0 | 0 | 0 | 0 | 0 | 0
12 | 9 | 0 | 0 | 0 | 0 | 0 | 0 | 0 | 0 | 0 | 0 | 0 | 0 | 0 | 0 | 0 | 0 | 0 | 0 | 0 | 0 | 0 | 0 | 0 | 0
12 | 10 | 0 | 0 | 0 | 0 | 0 | 0 | 0 | 0 | 0 | 0 | 0 | 0 | 0 | 0 | 0 | 0 | 0 | 0 | 0 | 0 | 0 | 0 | 0 | 0
12 | 11 | 0 | 0 | 0 | 0 | 0 | 0 | 0 | 0 | 0 | 0 | 0 | 0 | 0 | 0 | 0 | 0 | 0 | 0 | 0 | 0 | 0 | 0 | 0 | 0
13 | 0 | 0 | 0 | 0 | 0 | 0 | 0 | 0 | 0 | 0 | 0 | 0 | 0 | 0 | 0 | 0 | 0 | 0 | 0 | 0 | 0 | 0 | 0 | 0 | 0
13 | 1 | 0 | 0 | 0 | 0 | 0 | 0 | 0 | 0 | 0 | 0 | 0 | 0 | 0 | 0 | 0 | 0 | 0 | 0 | 0 | 0 | 0 | 0 | 0 | 0
13 | 2 | 0 | 0 | 0 | 0 | 0 | 0 | 0 | 0 | 0 | 0 | 0 | 0 | 0 | 0 | 0 | 0 | 0 | 0 | 0 | 0 | 0 | 0 | 0 | 0
13 | 3 | 0 | 0 | 0 | 0 | 0 | 0 | 0 | 0 | 0 | 0 | 0 | 0 | 0 | 0 | 0 | 0 | 0 | 0 | 0 | 0 | 0 | 0 | 0 | 0
13 | 4 | 0 | 0 | 0 | 0 | 0 | 0 | 0 | 0 | 0 | 0 | 0 | 0 | 0 | 0 | 0 | 0 | 0 | 0 | 0 | 0 | 0 | 0 | 0 | 0
13 | 5 | 0 | 0 | 0 | 0 | 0 | 0 | 0 | 0 | 0 | 0 | 0 | 0 | 0 | 0 | 0 | 0 | 0 | 0 | 0 | 0 | 0 | 0 | 0 | 0
13 | 6 | 0 | 0 | 0 | 0 | 0 | 0 | 0 | 0 | 0 | 0 | 0 | 0 | 0 | 0 | 0 | 0 | 0 | 0 | 0 | 0 | 0 | 0 | 0 | 0
13 | 7 | 0 | 0 | 0 | 0 | 0 | 0 | 0 | 0 | 0 | 0 | 0 | 0 | 0 | 0 | 0 | 0 | 0 | 0 | 0 | 0 | 0 | 0 | 0 | 0
13 | 8 | 0 | 0 | 0 | 0 | 0 | 0 | 0 | 0 | 0 | 0 | 0 | 0 | 0 | 0 | 0 | 0 | 0 | 0 | 0 | 0 | 0 | 0 | 0 | 0
13 | 9 | 0 | 0 | 0 | 0 | 0 | 0 | 0 | 0 | 0 | 0 | 0 | 0 | 0 | 0 | 0 | 0 | 0 | 0 | 0 | 0 | 0 | 0 | 0 | 0
13 | 10 | 0 | 0 | 0 | 0 | 0 | 0 | 0 | 0 | 0 | 0 | 0 | 0 | 0 | 0 | 0 | 0 | 0 | 0 | 0 | 0 | 0 | 0 | 0 | 0
13 | 11 | 0 | 0 | 0 | 0 | 0 | 0 | 0 | 0 | 0 | 0 | 0 | 0 | 0 | 0 | 0 | 0 | 0 | 0 | 0 | 0 | 0 | 0 | 0 | 0
14 | 0 | 0 | 0 | 0 | 0 | 0 | 0 | 0 | 0 | 0 | 0 | 0 | 0 | 0 | 0 | 0 | 0 | 0 | 0 | 0 | 0 | 0 | 0 | 0 | 0
14 | 1 | 0 | 0 | 0 | 0 | 0 | 0 | 0 | 0 | 0 | 0 | 0 | 0 | 0 | 0 | 0 | 0 | 0 | 0 | 0 | 0 | 0 | 0 | 0 | 0
14 | 2 | 0 | 0 | 0 | 0 | 0 | 0 | 0 | 0 | 0 | 0 | 0 | 0 | 0 | 0 | 0 | 0 | 0 | 0 | 0 | 0 | 0 | 0 | 0 | 0
14 | 3 | 0 | 0 | 0 | 0 | 0 | 0 | 0 | 0 | 0 | 0 | 0 | 0 | 0 | 0 | 0 | 0 | 0 | 0 | 0 | 0 | 0 | 0 | 0 | 0
14 | 4 | 0 | 0 | 0 | 0 | 0 | 0 | 0 | 0 | 0 | 0 | 0 | 0 | 0 | 0 | 0 | 0 | 0 | 0 | 0 | 0 | 0 | 0 | 0 | 0
14 | 5 | 0 | 0 | 0 | 0 | 0 | 0 | 0 | 0 | 0 | 0 | 0 | 0 | 0 | 0 | 0 | 0 | 0 | 0 | 0 | 0 | 0 | 0 | 0 | 0
14 | 6 | 0 | 0 | 0 | 0 | 0 | 0 | 0 | 0 | 0 | 0 | 0 | 0 | 0 | 0 | 0 | 0 | 0 | 0 | 0 | 0 | 0 | 0 | 0 | 0
14 | 7 | 0 | 0 | 0 | 0 | 0 | 0 | 0 | 0 | 0 | 0 | 0 | 0 | 0 | 0 | 0 | 0 | 0 | 0 | 0 | 0 | 0 | 0 | 0 | 0
14 | 8 | 0 | 0 | 0 | 0 | 0 | 0 | 0 | 0 | 0 | 0 | 0 | 0 | 0 | 0 | 0 | 0 | 0 | 0 | 0 | 0 | 0 | 0 | 0 | 0
14 | 9 | 0 | 0 | 0 | 0 | 0 | 0 | 0 | 0 | 0 | 0 | 0 | 0 | 0 | 0 | 0 | 0 | 0 | 0 | 0 | 0 | 0 | 0 | 0 | 0
14 | 10 | 0 | 0 | 0 | 0 | 0 | 0 | 0 | 0 | 0 | 0 | 0 | 0 | 0 | 0 | 0 | 0 | 0 | 0 | 0 | 0 | 0 | 0 | 0 | 0
14 | 11 | 0 | 0 | 0 | 0 | 0 | 0 | 0 | 0 | 0 | 0 | 0 | 0 | 0 | 0 | 0 | 0 | 0 | 0 | 0 | 0 | 0 | 0 | 0 | 0
15 | 0 | 0 | 0 | 0 | 0 | 0 | 0 | 0 | 0 | 0 | 0 | 0 | 0 | 0 | 0 | 0 | 0 | 0 | 0 | 0 | 0 | 0 | 0 | 0 | 0
15 | 1 | 0 | 0 | 0 | 0 | 0 | 0 | 0 | 0 | 0 | 0 | 0 | 0 | 0 | 0 | 0 | 0 | 0 | 0 | 0 | 0 | 0 | 0 | 0 | 0
15 | 2 | 0 | 0 | 0 | 0 | 0 | 0 | 0 | 0 | 0 | 0 | 0 | 0 | 0 | 0 | 0 | 0 | 0 | 0 | 0 | 0 | 0 | 0 | 0 | 0
15 | 3 | 0 | 0 | 0 | 0 | 0 | 0 | 0 | 0 | 0 | 0 | 0 | 0 | 0 | 0 | 0 | 0 | 0 | 0 | 0 | 0 | 0 | 0 | 0 | 0
15 | 4 | 0 | 0 | 0 | 0 | 0 | 0 | 0 | 0 | 0 | 0 | 0 | 0 | 0 | 0 | 0 | 0 | 0 | 0 | 0 | 0 | 0 | 0 | 0 | 0
15 | 5 | 0 | 0 | 0 | 0 | 0 | 0 | 0 | 0 | 0 | 0 | 0 | 0 | 0 | 0 | 0 | 0 | 0 | 0 | 0 | 0 | 0 | 0 | 0 | 0
15 | 6 | 0 | 0 | 0 | 0 | 0 | 0 | 0 | 0 | 0 | 0 | 0 | 0 | 0 | 0 | 0 | 0 | 0 | 0 | 0 | 0 | 0 | 0 | 0 | 0
15 | 7 | 0 | 0 | 0 | 0 | 0 | 0 | 0 | 0 | 0 | 0 | 0 | 0 | 0 | 0 | 0 | 0 | 0 | 0 | 0 | 0 | 0 | 0 | 0 | 0
15 | 8 | 0 | 0 | 0 | 0 | 0 | 0 | 0 | 0 | 0 | 0 | 0 | 0 | 0 | 0 | 0 | 0 | 0 | 0 | 0 | 0 | 0 | 0 | 0 | 0
15 | 9 | 0 | 0 | 0 | 0 | 0 | 0 | 0 | 0 | 0 | 0 | 0 | 0 | 0 | 0 | 0 | 0 | 0 | 0 | 0 | 0 | 0 | 0 | 0 | 0
15 | 10 | 0 | 0 | 0 | 0 | 0 | 0 | 0 | 0 | 0 | 0 | 0 | 0 | 0 | 0 | 0 | 0 | 0 | 0 | 0 | 0 | 0 | 0 | 0 | 0
15 | 11 | 0 | 0 | 0 | 0 | 0 | 0 | 0 | 0 | 0 | 0 | 0 | 0 | 0 | 0 | 0 | 0 | 0 | 0 | 0 | 0 | 0 | 0 | 0 | 0
16 | 0 | 0 | 0 | 0 | 0 | 0 | 0 | 0 | 0 | 0 | 0 | 0 | 0 | 0 | 0 | 0 | 0 | 0 | 0 | 0 | 0 | 0 | 0 | 0 | 0
16 | 1 | 0 | 0 | 0 | 0 | 0 | 0 | 0 | 0 | 0 | 0 | 0 | 0 | 0 | 0 | 0 | 0 | 0 | 0 | 0 | 0 | 0 | 0 | 0 | 0
16 | 2 | 0 | 0 | 0 | 0 | 0 | 0 | 0 | 0 | 0 | 0 | 0 | 0 | 0 | 0 | 0 | 0 | 0 | 0 | 0 | 0 | 0 | 0 | 0 | 0
16 | 3 | 0 | 0 | 0 | 0 | 0 | 0 | 0 | 0 | 0 | 0 | 0 | 0 | 0 | 0 | 0 | 0 | 0 | 0 | 0 | 0 | 0 | 0 | 0 | 0
16 | 4 | 0 | 0 | 0 | 0 | 0 | 0 | 0 | 0 | 0 | 0 | 0 | 0 | 0 | 0 | 0 | 0 | 0 | 0 | 0 | 0 | 0 | 0 | 0 | 0
16 | 5 | 0 | 0 | 0 | 0 | 0 | 0 | 0 | 0 | 0 | 0 | 0 | 0 | 0 | 0 | 0 | 0 | 0 | 0 | 0 | 0 | 0 | 0 | 0 | 0
16 | 6 | 0 | 0 | 0 | 0 | 0 | 0 | 0 | 0 | 0 | 0 | 0 | 0 | 0 | 0 | 0 | 0 | 0 | 0 | 0 | 0 | 0 | 0 | 0 | 0
16 | 7 | 0 | 0 | 0 | 0 | 0 | 0 | 0 | 0 | 0 | 0 | 0 | 0 | 0 | 0 | 0 | 0 | 0 | 0 | 0 | 0 | 0 | 0 | 0 | 0
16 | 8 | 0 | 0 | 0 | 0 | 0 | 0 | 0 | 0 | 0 | 0 | 0 | 0 | 0 | 0 | 0 | 0 | 0 | 0 | 0 | 0 | 0 | 0 | 0 | 0
16 | 9 | 0 | 0 | 0 | 0 | 0 | 0 | 0 | 0 | 0 | 0 | 0 | 0 | 0 | 0 | 0 | 0 | 0 | 0 | 0 | 0 | 0 | 0 | 0 | 0
16 | 10 | 0 | 0 | 0 | 0 | 0 | 0 | 0 | 0 | 0 | 0 | 0 | 0 | 0 | 0 | 0 | 0 | 0 | 0 | 0 | 0 | 0 | 0 | 0 | 0
16 | 11 | 0 | 0 | 0 | 0 | 0 | 0 | 0 | 0 | 0 | 0 | 0 | 0 | 0 | 0 | 0 | 0 | 0 | 0 | 0 | 0 | 0 | 0 | 0 | 0
17 | 0 | 0 | 0 | 0 | 0 | 0 | 0 | 0 | 0 | 0 | 0 | 0 | 0 | 0 | 0 | 0 | 0 | 0 | 0 | 0 | 0 | 0 | 0 | 0 | 0
17 | 1 | 0 | 0 | 0 | 0 | 0 | 0 | 0 | 0 | 0 | 0 | 0 | 0 | 0 | 0 | 0 | 0 | 0 | 0 | 0 | 0 | 0 | 0 | 0 | 0
17 | 2 | 0 | 0 | 0 | 0 | 0 | 0 | 0 | 0 | 0 | 0 | 0 | 0 | 0 | 0 | 0 | 0 | 0 | 0 | 0 | 0 | 0 | 0 | 0 | 0
17 | 3 | 0 | 0 | 0 | 0 | 0 | 0 | 0 | 0 | 0 | 0 | 0 | 0 | 0 | 0 | 0 | 0 | 0 | 0 | 0 | 0 | 0 | 0 | 0 | 0
17 | 4 | 0 | 0 | 0 | 0 | 0 | 0 | 0 | 0 | 0 | 0 | 0 | 0 | 0 | 0 | 0 | 0 | 0 | 0 | 0 | 0 | 0 | 0 | 0 | 0
17 | 5 | 0 | 0 | 0 | 0 | 0 | 0 | 0 | 0 | 0 | 0 | 0 | 0 | 0 | 0 | 0 | 0 | 0 | 0 | 0 | 0 | 0 | 0 | 0 | 0
17 | 6 | 0 | 0 | 0 | 0 | 0 | 0 | 0 | 0 | 0 | 0 | 0 | 0 | 0 | 0 | 0 | 0 | 0 | 0 | 0 | 0 | 0 | 0 | 0 | 0
17 | 7 | 0 | 0 | 0 | 0 | 0 | 0 | 0 | 0 | 0 | 0 | 0 | 0 | 0 | 0 | 0 | 0 | 0 | 0 | 0 | 0 | 0 | 0 | 0 | 0
17 | 8 | 0 | 0 | 0 | 0 | 0 | 0 | 0 | 0 | 0 | 0 | 0 | 0 | 0 | 0 | 0 | 0 | 0 | 0 | 0 | 0 | 0 | 0 | 0 | 0
17 | 9 | 0 | 0 | 0 | 0 | 0 | 0 | 0 | 0 | 0 | 0 | 0 | 0 | 0 | 0 | 0 | 0 | 0 | 0 | 0 | 0 | 0 | 0 | 0 | 0
17 | 10 | 0 | 0 | 0 | 0 | 0 | 0 | 0 | 0 | 0 | 0 | 0 | 0 | 0 | 0 | 0 | 0 | 0 | 0 | 0 | 0 | 0 | 0 | 0 | 0
17 | 11 | 0 | 0 | 0 | 0 | 0 | 0 | 0 | 0 | 0 | 0 | 0 | 0 | 0 | 0 | 0 | 0 | 0 | 0 | 0 | 0 | 0 | 0 | 0 | 0
18 | 0 | 0 | 0 | 0 | 0 | 0 | 0 | 0 | 0 | 0 | 0 | 0 | 0 | 0 | 0 | 0 | 0 | 0 | 0 | 0 | 0 | 0 | 0 | 0 | 0
18 | 1 | 0 | 0 | 0 | 0 | 0 | 0 | 0 | 0 | 0 | 0 | 0 | 0 | 0 | 0 | 0 | 0 | 0 | 0 | 0 | 0 | 0 | 0 | 0 | 0
18 | 2 | 0 | 0 | 0 | 0 | 0 | 0 | 0 | 0 | 0 | 0 | 0 | 0 | 0 | 0 | 0 | 0 | 0 | 0 | 0 | 0 | 0 | 0 | 0 | 0
18 | 3 | 0 | 0 | 0 | 0 | 0 | 0 | 0 | 0 | 0 | 0 | 0 | 0 | 0 | 0 | 0 | 0 | 0 | 0 | 0 | 0 | 0 | 0 | 0 | 0
18 | 4 | 0 | 0 | 0 | 0 | 0 | 0 | 0 | 0 | 0 | 0 | 0 | 0 | 0 | 0 | 0 | 0 | 0 | 0 | 0 | 0 | 0 | 0 | 0 | 0
18 | 5 | 0 | 0 | 0 | 0 | 0 | 0 | 0 | 0 | 0 | 0 | 0 | 0 | 0 | 0 | 0 | 0 | 0 | 0 | 0 | 0 | 0 | 0 | 0 | 0
18 | 6 | 0 | 0 | 0 | 0 | 0 | 0 | 0 | 0 | 0 | 0 | 0 | 0 | 0 | 0 | 0 | 0 | 0 | 0 | 0 | 0 | 0 | 0 | 0 | 0
18 | 7 | 0 | 0 | 0 | 0 | 0 | 0 | 0 | 0 | 0 | 0 | 0 | 0 | 0 | 0 | 0 | 0 | 0 | 0 | 0 | 0 | 0 | 0 | 0 | 0
18 | 8 | 0 | 0 | 0 | 0 | 0 | 0 | 0 | 0 | 0 | 0 | 0 | 0 | 0 | 0 | 0 | 0 | 0 | 0 | 0 | 0 | 0 | 0 | 0 | 0
18 | 9 | 0 | 0 | 0 | 0 | 0 | 0 | 0 | 0 | 0 | 0 | 0 | 0 | 0 | 0 | 0 | 0 | 0 | 0 | 0 | 0 | 0 | 0 | 0 | 0
18 | 10 | 0 | 0 | 0 | 0 | 0 | 0 | 0 | 0 | 0 | 0 | 0 | 0 | 0 | 0 | 0 | 0 | 0 | 0 | 0 | 0 | 0 | 0 | 0 | 0
18 | 11 | 0 | 0 | 0 | 0 | 0 | 0 | 0 | 0 | 0 | 0 | 0 | 0 | 0 | 0 | 0 | 0 | 0 | 0 | 0 | 0 | 0 | 0 | 0 | 0
19 | 0 | 0 | 0 | 0 | 0 | 0 | 0 | 0 | 0 | 0 | 0 | 0 | 0 | 0 | 0 | 0 | 0 | 0 | 0 | 0 | 0 | 0 | 0 | 0 | 0
19 | 1 | 0 | 0 | 0 | 0 | 0 | 0 | 0 | 0 | 0 | 0 | 0 | 0 | 0 | 0 | 0 | 0 | 0 | 0 | 0 | 0 | 0 | 0 | 0 | 0
19 | 2 | 0 | 0 | 0 | 0 | 0 | 0 | 0 | 0 | 0 | 0 | 0 | 0 | 0 | 0 | 0 | 0 | 0 | 0 | 0 | 0 | 0 | 0 | 0 | 0
19 | 3 | 0 | 0 | 0 | 0 | 0 | 0 | 0 | 0 | 0 | 0 | 0 | 0 | 0 | 0 | 0 | 0 | 0 | 0 | 0 | 0 | 0 | 0 | 0 | 0
19 | 4 | 0 | 0 | 0 | 0 | 0 | 0 | 0 | 0 | 0 | 0 | 0 | 0 | 0 | 0 | 0 | 0 | 0 | 0 | 0 | 0 | 0 | 0 | 0 | 0
19 | 5 | 0 | 0 | 0 | 0 | 0 | 0 | 0 | 0 | 0 | 0 | 0 | 0 | 0 | 0 | 0 | 0 | 0 | 0 | 0 | 0 | 0 | 0 | 0 | 0
19 | 6 | 0 | 0 | 0 | 0 | 0 | 0 | 0 | 0 | 0 | 0 | 0 | 0 | 0 | 0 | 0 | 0 | 0 | 0 | 0 | 0 | 0 | 0 | 0 | 0
19 | 7 | 0 | 0 | 0 | 0 | 0 | 0 | 0 | 0 | 0 | 0 | 0 | 0 | 0 | 0 | 0 | 0 | 0 | 0 | 0 | 0 | 0 | 0 | 0 | 0
19 | 8 | 0 | 0 | 0 | 0 | 0 | 0 | 0 | 0 | 0 | 0 | 0 | 0 | 0 | 0 | 0 | 0 | 0 | 0 | 0 | 0 | 0 | 0 | 0 | 0
19 | 9 | 0 | 0 | 0 | 0 | 0 | 0 | 0 | 0 | 0 | 0 | 0 | 0 | 0 | 0 | 0 | 0 | 0 | 0 | 0 | 0 | 0 | 0 | 0 | 0
19 | 10 | 0 | 0 | 0 | 0 | 0 | 0 | 0 | 0 | 0 | 0 | 0 | 0 | 0 | 0 | 0 | 0 | 0 | 0 | 0 | 0 | 0 | 0 | 0 | 0
19 | 11 | 0 | 0 | 0 | 0 | 0 | 0 | 0 | 0 | 0 | 0 | 0 | 0 | 0 | 0 | 0 | 0 | 0 | 0 | 0 | 0 | 0 | 0 | 0 | 0

## Sold (Generated)
Generation Technology | Year | Day | Hour 0 | Hour 1 | Hour 2 | Hour 3 | Hour 4 | Hour 5 | Hour 6 | Hour 7 | Hour 8 | Hour 9 | Hour 10 | Hour 11 | Hour 12 | Hour 13 | Hour 14 | Hour 15 | Hour 16 | Hour 17 | Hour 18 | Hour 19 | Hour 20 | Hour 21 | Hour 22 | Hour 23
Diesel | 0 | 0 | 0 | 0 | 0 | 0 | 0 | 0 | 0 | 0 | 0 | 0 | 0 | 0 | 0 | 0 | 0 | 0 | 0 | 0 | 0 | 0 | 0 | 0 | 0 | 0
Diesel | 0 | 1 | 0 | 0 | 0 | 0 | 0 | 0 | 0 | 0 | 0 | 0 | 0 | 0 | 0 | 0 | 0 | 0 | 0 | 0 | 0 | 0 | 0 | 0 | 0 | 0
Diesel | 0 | 2 | 0 | 0 | 0 | 0 | 0 | 0 | 0 | 0 | 0 | 0 | 0 | 0 | 0 | 0 | 0 | 0 | 0 | 0 | 0 | 0 | 0 | 0 | 0 | 0
Diesel | 0 | 3 | 0 | 0 | 0 | 0 | 0 | 0 | 0 | 0 | 0 | 0 | 0 | 0 | 0 | 0 | 0 | 0 | 0 | 0 | 0 | 0 | 0 | 0 | 0 | 0
Diesel | 0 | 4 | 0 | 0 | 0 | 0 | 0 | 0 | 0 | 0 | 0 | 0 | 0 | 0 | 0 | 0 | 0 | 0 | 0 | 0 | 0 | 0 | 0 | 0 | 0 | 0
Diesel | 0 | 5 | 0 | 0 | 0 | 0 | 0 | 0 | 0 | 0 | 0 | 0 | 0 | 0 | 0 | 0 | 0 | 0 | 0 | 0 | 0 | 0 | 0 | 0 | 0 | 0
Diesel | 0 | 6 | 0 | 0 | 0 | 0 | 0 | 0 | 0 | 0 | 0 | 0 | 0 | 0 | 0 | 0 | 0 | 0 | 0 | 0 | 0 | 0 | 0 | 0 | 0 | 0
Diesel | 0 | 7 | 0 | 0 | 0 | 0 | 0 | 0 | 0 | 0 | 0 | 0 | 0 | 0 | 0 | 0 | 0 | 0 | 0 | 0 | 0 | 0 | 0 | 0 | 0 | 0
Diesel | 0 | 8 | 0 | 0 | 0 | 0 | 0 | 0 | 0 | 0 | 0 | 0 | 0 | 0 | 0 | 0 | 0 | 0 | 0 | 0 | 0 | 0 | 0 | 0 | 0 | 0
Diesel | 0 | 9 | 0 | 0 | 0 | 0 | 0 | 0 | 0 | 0 | 0 | 0 | 0 | 0 | 0 | 0 | 0 | 0 | 0 | 0 | 0 | 0 | 0 | 0 | 0 | 0
Diesel | 0 | 10 | 0 | 0 | 0 | 0 | 0 | 0 | 0 | 0 | 0 | 0 | 0 | 0 | 0 | 0 | 0 | 0 | 0 | 0 | 0 | 0 | 0 | 0 | 0 | 0
Diesel | 0 | 11 | 0 | 0 | 0 | 0 | 0 | 0 | 0 | 0 | 0 | 0 | 0 | 0 | 0 | 0 | 0 | 0 | 0 | 0 | 0 | 0 | 0 | 0 | 0 | 0
Diesel | 1 | 0 | 0 | 0 | 0 | 0 | 0 | 0 | 0 | 0 | 0 | 0 | 0 | 0 | 0 | 0 | 0 | 0 | 0 | 0 | 0 | 0 | 0 | 0 | 0 | 0
Diesel | 1 | 1 | 0 | 0 | 0 | 0 | 0 | 0 | 0 | 0 | 0 | 0 | 0 | 0 | 0 | 0 | 0 | 0 | 0 | 0 | 0 | 0 | 0 | 0 | 0 | 0
Diesel | 1 | 2 | 0 | 0 | 0 | 0 | 0 | 0 | 0 | 0 | 0 | 0 | 0 | 0 | 0 | 0 | 0 | 0 | 0 | 0 | 0 | 0 | 0 | 0 | 0 | 0
Diesel | 1 | 3 | 0 | 0 | 0 | 0 | 0 | 0 | 0 | 0 | 0 | 0 | 0 | 0 | 0 | 0 | 0 | 0 | 0 | 0 | 0 | 0 | 0 | 0 | 0 | 0
Diesel | 1 | 4 | 0 | 0 | 0 | 0 | 0 | 0 | 0 | 0 | 0 | 0 | 0 | 0 | 0 | 0 | 0 | 0 | 0 | 0 | 0 | 0 | 0 | 0 | 0 | 0
Diesel | 1 | 5 | 0 | 0 | 0 | 0 | 0 | 0 | 0 | 0 | 0 | 0 | 0 | 0 | 0 | 0 | 0 | 0 | 0 | 0 | 0 | 0 | 0 | 0 | 0 | 0
Diesel | 1 | 6 | 0 | 0 | 0 | 0 | 0 | 0 | 0 | 0 | 0 | 0 | 0 | 0 | 0 | 0 | 0 | 0 | 0 | 0 | 0 | 0 | 0 | 0 | 0 | 0
Diesel | 1 | 7 | 0 | 0 | 0 | 0 | 0 | 0 | 0 | 0 | 0 | 0 | 0 | 0 | 0 | 0 | 0 | 0 | 0 | 0 | 0 | 0 | 0 | 0 | 0 | 0
Diesel | 1 | 8 | 0 | 0 | 0 | 0 | 0 | 0 | 0 | 0 | 0 | 0 | 0 | 0 | 0 | 0 | 0 | 0 | 0 | 0 | 0 | 0 | 0 | 0 | 0 | 0
Diesel | 1 | 9 | 0 | 0 | 0 | 0 | 0 | 0 | 0 | 0 | 0 | 0 | 0 | 0 | 0 | 0 | 0 | 0 | 0 | 0 | 0 | 0 | 0 | 0 | 0 | 0
Diesel | 1 | 10 | 0 | 0 | 0 | 0 | 0 | 0 | 0 | 0 | 0 | 0 | 0 | 0 | 0 | 0 | 0 | 0 | 0 | 0 | 0 | 0 | 0 | 0 | 0 | 0
Diesel | 1 | 11 | 0 | 0 | 0 | 0 | 0 | 0 | 0 | 0 | 0 | 0 | 0 | 0 | 0 | 0 | 0 | 0 | 0 | 0 | 0 | 0 | 0 | 0 | 0 | 0
Diesel | 2 | 0 | 0 | 0 | 0 | 0 | 0 | 0 | 0 | 0 | 0 | 0 | 0 | 0 | 0 | 0 | 0 | 0 | 0 | 0 | 0 | 0 | 0 | 0 | 0 | 0
Diesel | 2 | 1 | 0 | 0 | 0 | 0 | 0 | 0 | 0 | 0 | 0 | 0 | 0 | 0 | 0 | 0 | 0 | 0 | 0 | 0 | 0 | 0 | 0 | 0 | 0 | 0
Diesel | 2 | 2 | 0 | 0 | 0 | 0 | 0 | 0 | 0 | 0 | 0 | 0 | 0 | 0 | 0 | 0 | 0 | 0 | 0 | 0 | 0 | 0 | 0 | 0 | 0 | 0
Diesel | 2 | 3 | 0 | 0 | 0 | 0 | 0 | 0 | 0 | 0 | 0 | 0 | 0 | 0 | 0 | 0 | 0 | 0 | 0 | 0 | 0 | 0 | 0 | 0 | 0 | 0
Diesel | 2 | 4 | 0 | 0 | 0 | 0 | 0 | 0 | 0 | 0 | 0 | 0 | 0 | 0 | 0 | 0 | 0 | 0 | 0 | 0 | 0 | 0 | 0 | 0 | 0 | 0
Diesel | 2 | 5 | 0 | 0 | 0 | 0 | 0 | 0 | 0 | 0 | 0 | 0 | 0 | 0 | 0 | 0 | 0 | 0 | 0 | 0 | 0 | 0 | 0 | 0 | 0 | 0
Diesel | 2 | 6 | 0 | 0 | 0 | 0 | 0 | 0 | 0 | 0 | 0 | 0 | 0 | 0 | 0 | 0 | 0 | 0 | 0 | 0 | 0 | 0 | 0 | 0 | 0 | 0
Diesel | 2 | 7 | 0 | 0 | 0 | 0 | 0 | 0 | 0 | 0 | 0 | 0 | 0 | 0 | 0 | 0 | 0 | 0 | 0 | 0 | 0 | 0 | 0 | 0 | 0 | 0
Diesel | 2 | 8 | 0 | 0 | 0 | 0 | 0 | 0 | 0 | 0 | 0 | 0 | 0 | 0 | 0 | 0 | 0 | 0 | 0 | 0 | 0 | 0 | 0 | 0 | 0 | 0
Diesel | 2 | 9 | 0 | 0 | 0 | 0 | 0 | 0 | 0 | 0 | 0 | 0 | 0 | 0 | 0 | 0 | 0 | 0 | 0 | 0 | 0 | 0 | 0 | 0 | 0 | 0
Diesel | 2 | 10 | 0 | 0 | 0 | 0 | 0 | 0 | 0 | 0 | 0 | 0 | 0 | 0 | 0 | 0 | 0 | 0 | 0 | 0 | 0 | 0 | 0 | 0 | 0 | 0
Diesel | 2 | 11 | 0 | 0 | 0 | 0 | 0 | 0 | 0 | 0 | 0 | 0 | 0 | 0 | 0 | 0 | 0 | 0 | 0 | 0 | 0 | 0 | 0 | 0 | 0 | 0
Diesel | 3 | 0 | 0 | 0 | 0 | 0 | 0 | 0 | 0 | 0 | 0 | 0 | 0 | 0 | 0 | 0 | 0 | 0 | 0 | 0 | 0 | 0 | 0 | 0 | 0 | 0
Diesel | 3 | 1 | 0 | 0 | 0 | 0 | 0 | 0 | 0 | 0 | 0 | 0 | 0 | 0 | 0 | 0 | 0 | 0 | 0 | 0 | 0 | 0 | 0 | 0 | 0 | 0
Diesel | 3 | 2 | 0 | 0 | 0 | 0 | 0 | 0 | 0 | 0 | 0 | 0 | 0 | 0 | 0 | 0 | 0 | 0 | 0 | 0 | 0 | 0 | 0 | 0 | 0 | 0
Diesel | 3 | 3 | 0 | 0 | 0 | 0 | 0 | 0 | 0 | 0 | 0 | 0 | 0 | 0 | 0 | 0 | 0 | 0 | 0 | 0 | 0 | 0 | 0 | 0 | 0 | 0
Diesel | 3 | 4 | 0 | 0 | 0 | 0 | 0 | 0 | 0 | 0 | 0 | 0 | 0 | 0 | 0 | 0 | 0 | 0 | 0 | 0 | 0 | 0 | 0 | 0 | 0 | 0
Diesel | 3 | 5 | 0 | 0 | 0 | 0 | 0 | 0 | 0 | 0 | 0 | 0 | 0 | 0 | 0 | 0 | 0 | 0 | 0 | 0 | 0 | 0 | 0 | 0 | 0 | 0
Diesel | 3 | 6 | 0 | 0 | 0 | 0 | 0 | 0 | 0 | 0 | 0 | 0 | 0 | 0 | 0 | 0 | 0 | 0 | 0 | 0 | 0 | 0 | 0 | 0 | 0 | 0
Diesel | 3 | 7 | 0 | 0 | 0 | 0 | 0 | 0 | 0 | 0 | 0 | 0 | 0 | 0 | 0 | 0 | 0 | 0 | 0 | 0 | 0 | 0 | 0 | 0 | 0 | 0
Diesel | 3 | 8 | 0 | 0 | 0 | 0 | 0 | 0 | 0 | 0 | 0 | 0 | 0 | 0 | 0 | 0 | 0 | 0 | 0 | 0 | 0 | 0 | 0 | 0 | 0 | 0
Diesel | 3 | 9 | 0 | 0 | 0 | 0 | 0 | 0 | 0 | 0 | 0 | 0 | 0 | 0 | 0 | 0 | 0 | 0 | 0 | 0 | 0 | 0 | 0 | 0 | 0 | 0
Diesel | 3 | 10 | 0 | 0 | 0 | 0 | 0 | 0 | 0 | 0 | 0 | 0 | 0 | 0 | 0 | 0 | 0 | 0 | 0 | 0 | 0 | 0 | 0 | 0 | 0 | 0
Diesel | 3 | 11 | 0 | 0 | 0 | 0 | 0 | 0 | 0 | 0 | 0 | 0 | 0 | 0 | 0 | 0 | 0 | 0 | 0 | 0 | 0 | 0 | 0 | 0 | 0 | 0
Diesel | 4 | 0 | 0 | 0 | 0 | 0 | 0 | 0 | 0 | 0 | 0 | 0 | 0 | 0 | 0 | 0 | 0 | 0 | 0 | 0 | 0 | 0 | 0 | 0 | 0 | 0
Diesel | 4 | 1 | 0 | 0 | 0 | 0 | 0 | 0 | 0 | 0 | 0 | 0 | 0 | 0 | 0 | 0 | 0 | 0 | 0 | 0 | 0 | 0 | 0 | 0 | 0 | 0
Diesel | 4 | 2 | 0 | 0 | 0 | 0 | 0 | 0 | 0 | 0 | 0 | 0 | 0 | 0 | 0 | 0 | 0 | 0 | 0 | 0 | 0 | 0 | 0 | 0 | 0 | 0
Diesel | 4 | 3 | 0 | 0 | 0 | 0 | 0 | 0 | 0 | 0 | 0 | 0 | 0 | 0 | 0 | 0 | 0 | 0 | 0 | 0 | 0 | 0 | 0 | 0 | 0 | 0
Diesel | 4 | 4 | 0 | 0 | 0 | 0 | 0 | 0 | 0 | 0 | 0 | 0 | 0 | 0 | 0 | 0 | 0 | 0 | 0 | 0 | 0 | 0 | 0 | 0 | 0 | 0
Diesel | 4 | 5 | 0 | 0 | 0 | 0 | 0 | 0 | 0 | 0 | 0 | 0 | 0 | 0 | 0 | 0 | 0 | 0 | 0 | 0 | 0 | 0 | 0 | 0 | 0 | 0
Diesel | 4 | 6 | 0 | 0 | 0 | 0 | 0 | 0 | 0 | 0 | 0 | 0 | 0 | 0 | 0 | 0 | 0 | 0 | 0 | 0 | 0 | 0 | 0 | 0 | 0 | 0
Diesel | 4 | 7 | 0 | 0 | 0 | 0 | 0 | 0 | 0 | 0 | 0 | 0 | 0 | 0 | 0 | 0 | 0 | 0 | 0 | 0 | 0 | 0 | 0 | 0 | 0 | 0
Diesel | 4 | 8 | 0 | 0 | 0 | 0 | 0 | 0 | 0 | 0 | 0 | 0 | 0 | 0 | 0 | 0 | 0 | 0 | 0 | 0 | 0 | 0 | 0 | 0 | 0 | 0
Diesel | 4 | 9 | 0 | 0 | 0 | 0 | 0 | 0 | 0 | 0 | 0 | 0 | 0 | 0 | 0 | 0 | 0 | 0 | 0 | 0 | 0 | 0 | 0 | 0 | 0 | 0
Diesel | 4 | 10 | 0 | 0 | 0 | 0 | 0 | 0 | 0 | 0 | 0 | 0 | 0 | 0 | 0 | 0 | 0 | 0 | 0 | 0 | 0 | 0 | 0 | 0 | 0 | 0
Diesel | 4 | 11 | 0 | 0 | 0 | 0 | 0 | 0 | 0 | 0 | 0 | 0 | 0 | 0 | 0 | 0 | 0 | 0 | 0 | 0 | 0 | 0 | 0 | 0 | 0 | 0
Diesel | 5 | 0 | 0 | 0 | 0 | 0 | 0 | 0 | 0 | 0 | 0 | 0 | 0 | 0 | 0 | 0 | 0 | 0 | 0 | 0 | 0 | 0 | 0 | 0 | 0 | 0
Diesel | 5 | 1 | 0 | 0 | 0 | 0 | 0 | 0 | 0 | 0 | 0 | 0 | 0 | 0 | 0 | 0 | 0 | 0 | 0 | 0 | 0 | 0 | 0 | 0 | 0 | 0
Diesel | 5 | 2 | 0 | 0 | 0 | 0 | 0 | 0 | 0 | 0 | 0 | 0 | 0 | 0 | 0 | 0 | 0 | 0 | 0 | 0 | 0 | 0 | 0 | 0 | 0 | 0
Diesel | 5 | 3 | 0 | 0 | 0 | 0 | 0 | 0 | 0 | 0 | 0 | 0 | 0 | 0 | 0 | 0 | 0 | 0 | 0 | 0 | 0 | 0 | 0 | 0 | 0 | 0
Diesel | 5 | 4 | 0 | 0 | 0 | 0 | 0 | 0 | 0 | 0 | 0 | 0 | 0 | 0 | 0 | 0 | 0 | 0 | 0 | 0 | 0 | 0 | 0 | 0 | 0 | 0
Diesel | 5 | 5 | 0 | 0 | 0 | 0 | 0 | 0 | 0 | 0 | 0 | 0 | 0 | 0 | 0 | 0 | 0 | 0 | 0 | 0 | 0 | 0 | 0 | 0 | 0 | 0
Diesel | 5 | 6 | 0 | 0 | 0 | 0 | 0 | 0 | 0 | 0 | 0 | 0 | 0 | 0 | 0 | 0 | 0 | 0 | 0 | 0 | 0 | 0 | 0 | 0 | 0 | 0
Diesel | 5 | 7 | 0 | 0 | 0 | 0 | 0 | 0 | 0 | 0 | 0 | 0 | 0 | 0 | 0 | 0 | 0 | 0 | 0 | 0 | 0 | 0 | 0 | 0 | 0 | 0
Diesel | 5 | 8 | 0 | 0 | 0 | 0 | 0 | 0 | 0 | 0 | 0 | 0 | 0 | 0 | 0 | 0 | 0 | 0 | 0 | 0 | 0 | 0 | 0 | 0 | 0 | 0
Diesel | 5 | 9 | 0 | 0 | 0 | 0 | 0 | 0 | 0 | 0 | 0 | 0 | 0 | 0 | 0 | 0 | 0 | 0 | 0 | 0 | 0 | 0 | 0 | 0 | 0 | 0
Diesel | 5 | 10 | 0 | 0 | 0 | 0 | 0 | 0 | 0 | 0 | 0 | 0 | 0 | 0 | 0 | 0 | 0 | 0 | 0 | 0 | 0 | 0 | 0 | 0 | 0 | 0
Diesel | 5 | 11 | 0 | 0 | 0 | 0 | 0 | 0 | 0 | 0 | 0 | 0 | 0 | 0 | 0 | 0 | 0 | 0 | 0 | 0 | 0 | 0 | 0 | 0 | 0 | 0
Diesel | 6 | 0 | 0 | 0 | 0 | 0 | 0 | 0 | 0 | 0 | 0 | 0 | 0 | 0 | 0 | 0 | 0 | 0 | 0 | 0 | 0 | 0 | 0 | 0 | 0 | 0
Diesel | 6 | 1 | 0 | 0 | 0 | 0 | 0 | 0 | 0 | 0 | 0 | 0 | 0 | 0 | 0 | 0 | 0 | 0 | 0 | 0 | 0 | 0 | 0 | 0 | 0 | 0
Diesel | 6 | 2 | 0 | 0 | 0 | 0 | 0 | 0 | 0 | 0 | 0 | 0 | 0 | 0 | 0 | 0 | 0 | 0 | 0 | 0 | 0 | 0 | 0 | 0 | 0 | 0
Diesel | 6 | 3 | 0 | 0 | 0 | 0 | 0 | 0 | 0 | 0 | 0 | 0 | 0 | 0 | 0 | 0 | 0 | 0 | 0 | 0 | 0 | 0 | 0 | 0 | 0 | 0
Diesel | 6 | 4 | 0 | 0 | 0 | 0 | 0 | 0 | 0 | 0 | 0 | 0 | 0 | 0 | 0 | 0 | 0 | 0 | 0 | 0 | 0 | 0 | 0 | 0 | 0 | 0
Diesel | 6 | 5 | 0 | 0 | 0 | 0 | 0 | 0 | 0 | 0 | 0 | 0 | 0 | 0 | 0 | 0 | 0 | 0 | 0 | 0 | 0 | 0 | 0 | 0 | 0 | 0
Diesel | 6 | 6 | 0 | 0 | 0 | 0 | 0 | 0 | 0 | 0 | 0 | 0 | 0 | 0 | 0 | 0 | 0 | 0 | 0 | 0 | 0 | 0 | 0 | 0 | 0 | 0
Diesel | 6 | 7 | 0 | 0 | 0 | 0 | 0 | 0 | 0 | 0 | 0 | 0 | 0 | 0 | 0 | 0 | 0 | 0 | 0 | 0 | 0 | 0 | 0 | 0 | 0 | 0
Diesel | 6 | 8 | 0 | 0 | 0 | 0 | 0 | 0 | 0 | 0 | 0 | 0 | 0 | 0 | 0 | 0 | 0 | 0 | 0 | 0 | 0 | 0 | 0 | 0 | 0 | 0
Diesel | 6 | 9 | 0 | 0 | 0 | 0 | 0 | 0 | 0 | 0 | 0 | 0 | 0 | 0 | 0 | 0 | 0 | 0 | 0 | 0 | 0 | 0 | 0 | 0 | 0 | 0
Diesel | 6 | 10 | 0 | 0 | 0 | 0 | 0 | 0 | 0 | 0 | 0 | 0 | 0 | 0 | 0 | 0 | 0 | 0 | 0 | 0 | 0 | 0 | 0 | 0 | 0 | 0
Diesel | 6 | 11 | 0 | 0 | 0 | 0 | 0 | 0 | 0 | 0 | 0 | 0 | 0 | 0 | 0 | 0 | 0 | 0 | 0 | 0 | 0 | 0 | 0 | 0 | 0 | 0
Diesel | 7 | 0 | 0 | 0 | 0 | 0 | 0 | 0 | 0 | 0 | 0 | 0 | 0 | 0 | 0 | 0 | 0 | 0 | 0 | 0 | 0 | 0 | 0 | 0 | 0 | 0
Diesel | 7 | 1 | 0 | 0 | 0 | 0 | 0 | 0 | 0 | 0 | 0 | 0 | 0 | 0 | 0 | 0 | 0 | 0 | 0 | 0 | 0 | 0 | 0 | 0 | 0 | 0
Diesel | 7 | 2 | 0 | 0 | 0 | 0 | 0 | 0 | 0 | 0 | 0 | 0 | 0 | 0 | 0 | 0 | 0 | 0 | 0 | 0 | 0 | 0 | 0 | 0 | 0 | 0
Diesel | 7 | 3 | 0 | 0 | 0 | 0 | 0 | 0 | 0 | 0 | 0 | 0 | 0 | 0 | 0 | 0 | 0 | 0 | 0 | 0 | 0 | 0 | 0 | 0 | 0 | 0
Diesel | 7 | 4 | 0 | 0 | 0 | 0 | 0 | 0 | 0 | 0 | 0 | 0 | 0 | 0 | 0 | 0 | 0 | 0 | 0 | 0 | 0 | 0 | 0 | 0 | 0 | 0
Diesel | 7 | 5 | 0 | 0 | 0 | 0 | 0 | 0 | 0 | 0 | 0 | 0 | 0 | 0 | 0 | 0 | 0 | 0 | 0 | 0 | 0 | 0 | 0 | 0 | 0 | 0
Diesel | 7 | 6 | 0 | 0 | 0 | 0 | 0 | 0 | 0 | 0 | 0 | 0 | 0 | 0 | 0 | 0 | 0 | 0 | 0 | 0 | 0 | 0 | 0 | 0 | 0 | 0
Diesel | 7 | 7 | 0 | 0 | 0 | 0 | 0 | 0 | 0 | 0 | 0 | 0 | 0 | 0 | 0 | 0 | 0 | 0 | 0 | 0 | 0 | 0 | 0 | 0 | 0 | 0
Diesel | 7 | 8 | 0 | 0 | 0 | 0 | 0 | 0 | 0 | 0 | 0 | 0 | 0 | 0 | 0 | 0 | 0 | 0 | 0 | 0 | 0 | 0 | 0 | 0 | 0 | 0
Diesel | 7 | 9 | 0 | 0 | 0 | 0 | 0 | 0 | 0 | 0 | 0 | 0 | 0 | 0 | 0 | 0 | 0 | 0 | 0 | 0 | 0 | 0 | 0 | 0 | 0 | 0
Diesel | 7 | 10 | 0 | 0 | 0 | 0 | 0 | 0 | 0 | 0 | 0 | 0 | 0 | 0 | 0 | 0 | 0 | 0 | 0 | 0 | 0 | 0 | 0 | 0 | 0 | 0
Diesel | 7 | 11 | 0 | 0 | 0 | 0 | 0 | 0 | 0 | 0 | 0 | 0 | 0 | 0 | 0 | 0 | 0 | 0 | 0 | 0 | 0 | 0 | 0 | 0 | 0 | 0
Diesel | 8 | 0 | 0 | 0 | 0 | 0 | 0 | 0 | 0 | 0 | 0 | 0 | 0 | 0 | 0 | 0 | 0 | 0 | 0 | 0 | 0 | 0 | 0 | 0 | 0 | 0
Diesel | 8 | 1 | 0 | 0 | 0 | 0 | 0 | 0 | 0 | 0 | 0 | 0 | 0 | 0 | 0 | 0 | 0 | 0 | 0 | 0 | 0 | 0 | 0 | 0 | 0 | 0
Diesel | 8 | 2 | 0 | 0 | 0 | 0 | 0 | 0 | 0 | 0 | 0 | 0 | 0 | 0 | 0 | 0 | 0 | 0 | 0 | 0 | 0 | 0 | 0 | 0 | 0 | 0
Diesel | 8 | 3 | 0 | 0 | 0 | 0 | 0 | 0 | 0 | 0 | 0 | 0 | 0 | 0 | 0 | 0 | 0 | 0 | 0 | 0 | 0 | 0 | 0 | 0 | 0 | 0
Diesel | 8 | 4 | 0 | 0 | 0 | 0 | 0 | 0 | 0 | 0 | 0 | 0 | 0 | 0 | 0 | 0 | 0 | 0 | 0 | 0 | 0 | 0 | 0 | 0 | 0 | 0
Diesel | 8 | 5 | 0 | 0 | 0 | 0 | 0 | 0 | 0 | 0 | 0 | 0 | 0 | 0 | 0 | 0 | 0 | 0 | 0 | 0 | 0 | 0 | 0 | 0 | 0 | 0
Diesel | 8 | 6 | 0 | 0 | 0 | 0 | 0 | 0 | 0 | 0 | 0 | 0 | 0 | 0 | 0 | 0 | 0 | 0 | 0 | 0 | 0 | 0 | 0 | 0 | 0 | 0
Diesel | 8 | 7 | 0 | 0 | 0 | 0 | 0 | 0 | 0 | 0 | 0 | 0 | 0 | 0 | 0 | 0 | 0 | 0 | 0 | 0 | 0 | 0 | 0 | 0 | 0 | 0
Diesel | 8 | 8 | 0 | 0 | 0 | 0 | 0 | 0 | 0 | 0 | 0 | 0 | 0 | 0 | 0 | 0 | 0 | 0 | 0 | 0 | 0 | 0 | 0 | 0 | 0 | 0
Diesel | 8 | 9 | 0 | 0 | 0 | 0 | 0 | 0 | 0 | 0 | 0 | 0 | 0 | 0 | 0 | 0 | 0 | 0 | 0 | 0 | 0 | 0 | 0 | 0 | 0 | 0
Diesel | 8 | 10 | 0 | 0 | 0 | 0 | 0 | 0 | 0 | 0 | 0 | 0 | 0 | 0 | 0 | 0 | 0 | 0 | 0 | 0 | 0 | 0 | 0 | 0 | 0 | 0
Diesel | 8 | 11 | 0 | 0 | 0 | 0 | 0 | 0 | 0 | 0 | 0 | 0 | 0 | 0 | 0 | 0 | 0 | 0 | 0 | 0 | 0 | 0 | 0 | 0 | 0 | 0
Diesel | 9 | 0 | 0 | 0 | 0 | 0 | 0 | 0 | 0 | 0 | 0 | 0 | 0 | 0 | 0 | 0 | 0 | 0 | 0 | 0 | 0 | 0 | 0 | 0 | 0 | 0
Diesel | 9 | 1 | 0 | 0 | 0 | 0 | 0 | 0 | 0 | 0 | 0 | 0 | 0 | 0 | 0 | 0 | 0 | 0 | 0 | 0 | 0 | 0 | 0 | 0 | 0 | 0
Diesel | 9 | 2 | 0 | 0 | 0 | 0 | 0 | 0 | 0 | 0 | 0 | 0 | 0 | 0 | 0 | 0 | 0 | 0 | 0 | 0 | 0 | 0 | 0 | 0 | 0 | 0
Diesel | 9 | 3 | 0 | 0 | 0 | 0 | 0 | 0 | 0 | 0 | 0 | 0 | 0 | 0 | 0 | 0 | 0 | 0 | 0 | 0 | 0 | 0 | 0 | 0 | 0 | 0
Diesel | 9 | 4 | 0 | 0 | 0 | 0 | 0 | 0 | 0 | 0 | 0 | 0 | 0 | 0 | 0 | 0 | 0 | 0 | 0 | 0 | 0 | 0 | 0 | 0 | 0 | 0
Diesel | 9 | 5 | 0 | 0 | 0 | 0 | 0 | 0 | 0 | 0 | 0 | 0 | 0 | 0 | 0 | 0 | 0 | 0 | 0 | 0 | 0 | 0 | 0 | 0 | 0 | 0
Diesel | 9 | 6 | 0 | 0 | 0 | 0 | 0 | 0 | 0 | 0 | 0 | 0 | 0 | 0 | 0 | 0 | 0 | 0 | 0 | 0 | 0 | 0 | 0 | 0 | 0 | 0
Diesel | 9 | 7 | 0 | 0 | 0 | 0 | 0 | 0 | 0 | 0 | 0 | 0 | 0 | 0 | 0 | 0 | 0 | 0 | 0 | 0 | 0 | 0 | 0 | 0 | 0 | 0
Diesel | 9 | 8 | 0 | 0 | 0 | 0 | 0 | 0 | 0 | 0 | 0 | 0 | 0 | 0 | 0 | 0 | 0 | 0 | 0 | 0 | 0 | 0 | 0 | 0 | 0 | 0
Diesel | 9 | 9 | 0 | 0 | 0 | 0 | 0 | 0 | 0 | 0 | 0 | 0 | 0 | 0 | 0 | 0 | 0 | 0 | 0 | 0 | 0 | 0 | 0 | 0 | 0 | 0
Diesel | 9 | 10 | 0 | 0 | 0 | 0 | 0 | 0 | 0 | 0 | 0 | 0 | 0 | 0 | 0 | 0 | 0 | 0 | 0 | 0 | 0 | 0 | 0 | 0 | 0 | 0
Diesel | 9 | 11 | 0 | 0 | 0 | 0 | 0 | 0 | 0 | 0 | 0 | 0 | 0 | 0 | 0 | 0 | 0 | 0 | 0 | 0 | 0 | 0 | 0 | 0 | 0 | 0
Diesel | 10 | 0 | 0 | 0 | 0 | 0 | 0 | 0 | 0 | 0 | 0 | 0 | 0 | 0 | 0 | 0 | 0 | 0 | 0 | 0 | 0 | 0 | 0 | 0 | 0 | 0
Diesel | 10 | 1 | 0 | 0 | 0 | 0 | 0 | 0 | 0 | 0 | 0 | 0 | 0 | 0 | 0 | 0 | 0 | 0 | 0 | 0 | 0 | 0 | 0 | 0 | 0 | 0
Diesel | 10 | 2 | 0 | 0 | 0 | 0 | 0 | 0 | 0 | 0 | 0 | 0 | 0 | 0 | 0 | 0 | 0 | 0 | 0 | 0 | 0 | 0 | 0 | 0 | 0 | 0
Diesel | 10 | 3 | 0 | 0 | 0 | 0 | 0 | 0 | 0 | 0 | 0 | 0 | 0 | 0 | 0 | 0 | 0 | 0 | 0 | 0 | 0 | 0 | 0 | 0 | 0 | 0
Diesel | 10 | 4 | 0 | 0 | 0 | 0 | 0 | 0 | 0 | 0 | 0 | 0 | 0 | 0 | 0 | 0 | 0 | 0 | 0 | 0 | 0 | 0 | 0 | 0 | 0 | 0
Diesel | 10 | 5 | 0 | 0 | 0 | 0 | 0 | 0 | 0 | 0 | 0 | 0 | 0 | 0 | 0 | 0 | 0 | 0 | 0 | 0 | 0 | 0 | 0 | 0 | 0 | 0
Diesel | 10 | 6 | 0 | 0 | 0 | 0 | 0 | 0 | 0 | 0 | 0 | 0 | 0 | 0 | 0 | 0 | 0 | 0 | 0 | 0 | 0 | 0 | 0 | 0 | 0 | 0
Diesel | 10 | 7 | 0 | 0 | 0 | 0 | 0 | 0 | 0 | 0 | 0 | 0 | 0 | 0 | 0 | 0 | 0 | 0 | 0 | 0 | 0 | 0 | 0 | 0 | 0 | 0
Diesel | 10 | 8 | 0 | 0 | 0 | 0 | 0 | 0 | 0 | 0 | 0 | 0 | 0 | 0 | 0 | 0 | 0 | 0 | 0 | 0 | 0 | 0 | 0 | 0 | 0 | 0
Diesel | 10 | 9 | 0 | 0 | 0 | 0 | 0 | 0 | 0 | 0 | 0 | 0 | 0 | 0 | 0 | 0 | 0 | 0 | 0 | 0 | 0 | 0 | 0 | 0 | 0 | 0
Diesel | 10 | 10 | 0 | 0 | 0 | 0 | 0 | 0 | 0 | 0 | 0 | 0 | 0 | 0 | 0 | 0 | 0 | 0 | 0 | 0 | 0 | 0 | 0 | 0 | 0 | 0
Diesel | 10 | 11 | 0 | 0 | 0 | 0 | 0 | 0 | 0 | 0 | 0 | 0 | 0 | 0 | 0 | 0 | 0 | 0 | 0 | 0 | 0 | 0 | 0 | 0 | 0 | 0
Diesel | 11 | 0 | 0 | 0 | 0 | 0 | 0 | 0 | 0 | 0 | 0 | 0 | 0 | 0 | 0 | 0 | 0 | 0 | 0 | 0 | 0 | 0 | 0 | 0 | 0 | 0
Diesel | 11 | 1 | 0 | 0 | 0 | 0 | 0 | 0 | 0 | 0 | 0 | 0 | 0 | 0 | 0 | 0 | 0 | 0 | 0 | 0 | 0 | 0 | 0 | 0 | 0 | 0
Diesel | 11 | 2 | 0 | 0 | 0 | 0 | 0 | 0 | 0 | 0 | 0 | 0 | 0 | 0 | 0 | 0 | 0 | 0 | 0 | 0 | 0 | 0 | 0 | 0 | 0 | 0
Diesel | 11 | 3 | 0 | 0 | 0 | 0 | 0 | 0 | 0 | 0 | 0 | 0 | 0 | 0 | 0 | 0 | 0 | 0 | 0 | 0 | 0 | 0 | 0 | 0 | 0 | 0
Diesel | 11 | 4 | 0 | 0 | 0 | 0 | 0 | 0 | 0 | 0 | 0 | 0 | 0 | 0 | 0 | 0 | 0 | 0 | 0 | 0 | 0 | 0 | 0 | 0 | 0 | 0
Diesel | 11 | 5 | 0 | 0 | 0 | 0 | 0 | 0 | 0 | 0 | 0 | 0 | 0 | 0 | 0 | 0 | 0 | 0 | 0 | 0 | 0 | 0 | 0 | 0 | 0 | 0
Diesel | 11 | 6 | 0 | 0 | 0 | 0 | 0 | 0 | 0 | 0 | 0 | 0 | 0 | 0 | 0 | 0 | 0 | 0 | 0 | 0 | 0 | 0 | 0 | 0 | 0 | 0
Diesel | 11 | 7 | 0 | 0 | 0 | 0 | 0 | 0 | 0 | 0 | 0 | 0 | 0 | 0 | 0 | 0 | 0 | 0 | 0 | 0 | 0 | 0 | 0 | 0 | 0 | 0
Diesel | 11 | 8 | 0 | 0 | 0 | 0 | 0 | 0 | 0 | 0 | 0 | 0 | 0 | 0 | 0 | 0 | 0 | 0 | 0 | 0 | 0 | 0 | 0 | 0 | 0 | 0
Diesel | 11 | 9 | 0 | 0 | 0 | 0 | 0 | 0 | 0 | 0 | 0 | 0 | 0 | 0 | 0 | 0 | 0 | 0 | 0 | 0 | 0 | 0 | 0 | 0 | 0 | 0
Diesel | 11 | 10 | 0 | 0 | 0 | 0 | 0 | 0 | 0 | 0 | 0 | 0 | 0 | 0 | 0 | 0 | 0 | 0 | 0 | 0 | 0 | 0 | 0 | 0 | 0 | 0
Diesel | 11 | 11 | 0 | 0 | 0 | 0 | 0 | 0 | 0 | 0 | 0 | 0 | 0 | 0 | 0 | 0 | 0 | 0 | 0 | 0 | 0 | 0 | 0 | 0 | 0 | 0
Diesel | 12 | 0 | 0 | 0 | 0 | 0 | 0 | 0 | 0 | 0 | 0 | 0 | 0 | 0 | 0 | 0 | 0 | 0 | 0 | 0 | 0 | 0 | 0 | 0 | 0 | 0
Diesel | 12 | 1 | 0 | 0 | 0 | 0 | 0 | 0 | 0 | 0 | 0 | 0 | 0 | 0 | 0 | 0 | 0 | 0 | 0 | 0 | 0 | 0 | 0 | 0 | 0 | 0
Diesel | 12 | 2 | 0 | 0 | 0 | 0 | 0 | 0 | 0 | 0 | 0 | 0 | 0 | 0 | 0 | 0 | 0 | 0 | 0 | 0 | 0 | 0 | 0 | 0 | 0 | 0
Diesel | 12 | 3 | 0 | 0 | 0 | 0 | 0 | 0 | 0 | 0 | 0 | 0 | 0 | 0 | 0 | 0 | 0 | 0 | 0 | 0 | 0 | 0 | 0 | 0 | 0 | 0
Diesel | 12 | 4 | 0 | 0 | 0 | 0 | 0 | 0 | 0 | 0 | 0 | 0 | 0 | 0 | 0 | 0 | 0 | 0 | 0 | 0 | 0 | 0 | 0 | 0 | 0 | 0
Diesel | 12 | 5 | 0 | 0 | 0 | 0 | 0 | 0 | 0 | 0 | 0 | 0 | 0 | 0 | 0 | 0 | 0 | 0 | 0 | 0 | 0 | 0 | 0 | 0 | 0 | 0
Diesel | 12 | 6 | 0 | 0 | 0 | 0 | 0 | 0 | 0 | 0 | 0 | 0 | 0 | 0 | 0 | 0 | 0 | 0 | 0 | 0 | 0 | 0 | 0 | 0 | 0 | 0
Diesel | 12 | 7 | 0 | 0 | 0 | 0 | 0 | 0 | 0 | 0 | 0 | 0 | 0 | 0 | 0 | 0 | 0 | 0 | 0 | 0 | 0 | 0 | 0 | 0 | 0 | 0
Diesel | 12 | 8 | 0 | 0 | 0 | 0 | 0 | 0 | 0 | 0 | 0 | 0 | 0 | 0 | 0 | 0 | 0 | 0 | 0 | 0 | 0 | 0 | 0 | 0 | 0 | 0
Diesel | 12 | 9 | 0 | 0 | 0 | 0 | 0 | 0 | 0 | 0 | 0 | 0 | 0 | 0 | 0 | 0 | 0 | 0 | 0 | 0 | 0 | 0 | 0 | 0 | 0 | 0
Diesel | 12 | 10 | 0 | 0 | 0 | 0 | 0 | 0 | 0 | 0 | 0 | 0 | 0 | 0 | 0 | 0 | 0 | 0 | 0 | 0 | 0 | 0 | 0 | 0 | 0 | 0
Diesel | 12 | 11 | 0 | 0 | 0 | 0 | 0 | 0 | 0 | 0 | 0 | 0 | 0 | 0 | 0 | 0 | 0 | 0 | 0 | 0 | 0 | 0 | 0 | 0 | 0 | 0
Diesel | 13 | 0 | 0 | 0 | 0 | 0 | 0 | 0 | 0 | 0 | 0 | 0 | 0 | 0 | 0 | 0 | 0 | 0 | 0 | 0 | 0 | 0 | 0 | 0 | 0 | 0
Diesel | 13 | 1 | 0 | 0 | 0 | 0 | 0 | 0 | 0 | 0 | 0 | 0 | 0 | 0 | 0 | 0 | 0 | 0 | 0 | 0 | 0 | 0 | 0 | 0 | 0 | 0
Diesel | 13 | 2 | 0 | 0 | 0 | 0 | 0 | 0 | 0 | 0 | 0 | 0 | 0 | 0 | 0 | 0 | 0 | 0 | 0 | 0 | 0 | 0 | 0 | 0 | 0 | 0
Diesel | 13 | 3 | 0 | 0 | 0 | 0 | 0 | 0 | 0 | 0 | 0 | 0 | 0 | 0 | 0 | 0 | 0 | 0 | 0 | 0 | 0 | 0 | 0 | 0 | 0 | 0
Diesel | 13 | 4 | 0 | 0 | 0 | 0 | 0 | 0 | 0 | 0 | 0 | 0 | 0 | 0 | 0 | 0 | 0 | 0 | 0 | 0 | 0 | 0 | 0 | 0 | 0 | 0
Diesel | 13 | 5 | 0 | 0 | 0 | 0 | 0 | 0 | 0 | 0 | 0 | 0 | 0 | 0 | 0 | 0 | 0 | 0 | 0 | 0 | 0 | 0 | 0 | 0 | 0 | 0
Diesel | 13 | 6 | 0 | 0 | 0 | 0 | 0 | 0 | 0 | 0 | 0 | 0 | 0 | 0 | 0 | 0 | 0 | 0 | 0 | 0 | 0 | 0 | 0 | 0 | 0 | 0
Diesel | 13 | 7 | 0 | 0 | 0 | 0 | 0 | 0 | 0 | 0 | 0 | 0 | 0 | 0 | 0 | 0 | 0 | 0 | 0 | 0 | 0 | 0 | 0 | 0 | 0 | 0
Diesel | 13 | 8 | 0 | 0 | 0 | 0 | 0 | 0 | 0 | 0 | 0 | 0 | 0 | 0 | 0 | 0 | 0 | 0 | 0 | 0 | 0 | 0 | 0 | 0 | 0 | 0
Diesel | 13 | 9 | 0 | 0 | 0 | 0 | 0 | 0 | 0 | 0 | 0 | 0 | 0 | 0 | 0 | 0 | 0 | 0 | 0 | 0 | 0 | 0 | 0 | 0 | 0 | 0
Diesel | 13 | 10 | 0 | 0 | 0 | 0 | 0 | 0 | 0 | 0 | 0 | 0 | 0 | 0 | 0 | 0 | 0 | 0 | 0 | 0 | 0 | 0 | 0 | 0 | 0 | 0
Diesel | 13 | 11 | 0 | 0 | 0 | 0 | 0 | 0 | 0 | 0 | 0 | 0 | 0 | 0 | 0 | 0 | 0 | 0 | 0 | 0 | 0 | 0 | 0 | 0 | 0 | 0
Diesel | 14 | 0 | 0 | 0 | 0 | 0 | 0 | 0 | 0 | 0 | 0 | 0 | 0 | 0 | 0 | 0 | 0 | 0 | 0 | 0 | 0 | 0 | 0 | 0 | 0 | 0
Diesel | 14 | 1 | 0 | 0 | 0 | 0 | 0 | 0 | 0 | 0 | 0 | 0 | 0 | 0 | 0 | 0 | 0 | 0 | 0 | 0 | 0 | 0 | 0 | 0 | 0 | 0
Diesel | 14 | 2 | 0 | 0 | 0 | 0 | 0 | 0 | 0 | 0 | 0 | 0 | 0 | 0 | 0 | 0 | 0 | 0 | 0 | 0 | 0 | 0 | 0 | 0 | 0 | 0
Diesel | 14 | 3 | 0 | 0 | 0 | 0 | 0 | 0 | 0 | 0 | 0 | 0 | 0 | 0 | 0 | 0 | 0 | 0 | 0 | 0 | 0 | 0 | 0 | 0 | 0 | 0
Diesel | 14 | 4 | 0 | 0 | 0 | 0 | 0 | 0 | 0 | 0 | 0 | 0 | 0 | 0 | 0 | 0 | 0 | 0 | 0 | 0 | 0 | 0 | 0 | 0 | 0 | 0
Diesel | 14 | 5 | 0 | 0 | 0 | 0 | 0 | 0 | 0 | 0 | 0 | 0 | 0 | 0 | 0 | 0 | 0 | 0 | 0 | 0 | 0 | 0 | 0 | 0 | 0 | 0
Diesel | 14 | 6 | 0 | 0 | 0 | 0 | 0 | 0 | 0 | 0 | 0 | 0 | 0 | 0 | 0 | 0 | 0 | 0 | 0 | 0 | 0 | 0 | 0 | 0 | 0 | 0
Diesel | 14 | 7 | 0 | 0 | 0 | 0 | 0 | 0 | 0 | 0 | 0 | 0 | 0 | 0 | 0 | 0 | 0 | 0 | 0 | 0 | 0 | 0 | 0 | 0 | 0 | 0
Diesel | 14 | 8 | 0 | 0 | 0 | 0 | 0 | 0 | 0 | 0 | 0 | 0 | 0 | 0 | 0 | 0 | 0 | 0 | 0 | 0 | 0 | 0 | 0 | 0 | 0 | 0
Diesel | 14 | 9 | 0 | 0 | 0 | 0 | 0 | 0 | 0 | 0 | 0 | 0 | 0 | 0 | 0 | 0 | 0 | 0 | 0 | 0 | 0 | 0 | 0 | 0 | 0 | 0
Diesel | 14 | 10 | 0 | 0 | 0 | 0 | 0 | 0 | 0 | 0 | 0 | 0 | 0 | 0 | 0 | 0 | 0 | 0 | 0 | 0 | 0 | 0 | 0 | 0 | 0 | 0
Diesel | 14 | 11 | 0 | 0 | 0 | 0 | 0 | 0 | 0 | 0 | 0 | 0 | 0 | 0 | 0 | 0 | 0 | 0 | 0 | 0 | 0 | 0 | 0 | 0 | 0 | 0
Diesel | 15 | 0 | 0 | 0 | 0 | 0 | 0 | 0 | 0 | 0 | 0 | 0 | 0 | 0 | 0 | 0 | 0 | 0 | 0 | 0 | 0 | 0 | 0 | 0 | 0 | 0
Diesel | 15 | 1 | 0 | 0 | 0 | 0 | 0 | 0 | 0 | 0 | 0 | 0 | 0 | 0 | 0 | 0 | 0 | 0 | 0 | 0 | 0 | 0 | 0 | 0 | 0 | 0
Diesel | 15 | 2 | 0 | 0 | 0 | 0 | 0 | 0 | 0 | 0 | 0 | 0 | 0 | 0 | 0 | 0 | 0 | 0 | 0 | 0 | 0 | 0 | 0 | 0 | 0 | 0
Diesel | 15 | 3 | 0 | 0 | 0 | 0 | 0 | 0 | 0 | 0 | 0 | 0 | 0 | 0 | 0 | 0 | 0 | 0 | 0 | 0 | 0 | 0 | 0 | 0 | 0 | 0
Diesel | 15 | 4 | 0 | 0 | 0 | 0 | 0 | 0 | 0 | 0 | 0 | 0 | 0 | 0 | 0 | 0 | 0 | 0 | 0 | 0 | 0 | 0 | 0 | 0 | 0 | 0
Diesel | 15 | 5 | 0 | 0 | 0 | 0 | 0 | 0 | 0 | 0 | 0 | 0 | 0 | 0 | 0 | 0 | 0 | 0 | 0 | 0 | 0 | 0 | 0 | 0 | 0 | 0
Diesel | 15 | 6 | 0 | 0 | 0 | 0 | 0 | 0 | 0 | 0 | 0 | 0 | 0 | 0 | 0 | 0 | 0 | 0 | 0 | 0 | 0 | 0 | 0 | 0 | 0 | 0
Diesel | 15 | 7 | 0 | 0 | 0 | 0 | 0 | 0 | 0 | 0 | 0 | 0 | 0 | 0 | 0 | 0 | 0 | 0 | 0 | 0 | 0 | 0 | 0 | 0 | 0 | 0
Diesel | 15 | 8 | 0 | 0 | 0 | 0 | 0 | 0 | 0 | 0 | 0 | 0 | 0 | 0 | 0 | 0 | 0 | 0 | 0 | 0 | 0 | 0 | 0 | 0 | 0 | 0
Diesel | 15 | 9 | 0 | 0 | 0 | 0 | 0 | 0 | 0 | 0 | 0 | 0 | 0 | 0 | 0 | 0 | 0 | 0 | 0 | 0 | 0 | 0 | 0 | 0 | 0 | 0
Diesel | 15 | 10 | 0 | 0 | 0 | 0 | 0 | 0 | 0 | 0 | 0 | 0 | 0 | 0 | 0 | 0 | 0 | 0 | 0 | 0 | 0 | 0 | 0 | 0 | 0 | 0
Diesel | 15 | 11 | 0 | 0 | 0 | 0 | 0 | 0 | 0 | 0 | 0 | 0 | 0 | 0 | 0 | 0 | 0 | 0 | 0 | 0 | 0 | 0 | 0 | 0 | 0 | 0
Diesel | 16 | 0 | 0 | 0 | 0 | 0 | 0 | 0 | 0 | 0 | 0 | 0 | 0 | 0 | 0 | 0 | 0 | 0 | 0 | 0 | 0 | 0 | 0 | 0 | 0 | 0
Diesel | 16 | 1 | 0 | 0 | 0 | 0 | 0 | 0 | 0 | 0 | 0 | 0 | 0 | 0 | 0 | 0 | 0 | 0 | 0 | 0 | 0 | 0 | 0 | 0 | 0 | 0
Diesel | 16 | 2 | 0 | 0 | 0 | 0 | 0 | 0 | 0 | 0 | 0 | 0 | 0 | 0 | 0 | 0 | 0 | 0 | 0 | 0 | 0 | 0 | 0 | 0 | 0 | 0
Diesel | 16 | 3 | 0 | 0 | 0 | 0 | 0 | 0 | 0 | 0 | 0 | 0 | 0 | 0 | 0 | 0 | 0 | 0 | 0 | 0 | 0 | 0 | 0 | 0 | 0 | 0
Diesel | 16 | 4 | 0 | 0 | 0 | 0 | 0 | 0 | 0 | 0 | 0 | 0 | 0 | 0 | 0 | 0 | 0 | 0 | 0 | 0 | 0 | 0 | 0 | 0 | 0 | 0
Diesel | 16 | 5 | 0 | 0 | 0 | 0 | 0 | 0 | 0 | 0 | 0 | 0 | 0 | 0 | 0 | 0 | 0 | 0 | 0 | 0 | 0 | 0 | 0 | 0 | 0 | 0
Diesel | 16 | 6 | 0 | 0 | 0 | 0 | 0 | 0 | 0 | 0 | 0 | 0 | 0 | 0 | 0 | 0 | 0 | 0 | 0 | 0 | 0 | 0 | 0 | 0 | 0 | 0
Diesel | 16 | 7 | 0 | 0 | 0 | 0 | 0 | 0 | 0 | 0 | 0 | 0 | 0 | 0 | 0 | 0 | 0 | 0 | 0 | 0 | 0 | 0 | 0 | 0 | 0 | 0
Diesel | 16 | 8 | 0 | 0 | 0 | 0 | 0 | 0 | 0 | 0 | 0 | 0 | 0 | 0 | 0 | 0 | 0 | 0 | 0 | 0 | 0 | 0 | 0 | 0 | 0 | 0
Diesel | 16 | 9 | 0 | 0 | 0 | 0 | 0 | 0 | 0 | 0 | 0 | 0 | 0 | 0 | 0 | 0 | 0 | 0 | 0 | 0 | 0 | 0 | 0 | 0 | 0 | 0
Diesel | 16 | 10 | 0 | 0 | 0 | 0 | 0 | 0 | 0 | 0 | 0 | 0 | 0 | 0 | 0 | 0 | 0 | 0 | 0 | 0 | 0 | 0 | 0 | 0 | 0 | 0
Diesel | 16 | 11 | 0 | 0 | 0 | 0 | 0 | 0 | 0 | 0 | 0 | 0 | 0 | 0 | 0 | 0 | 0 | 0 | 0 | 0 | 0 | 0 | 0 | 0 | 0 | 0
Diesel | 17 | 0 | 0 | 0 | 0 | 0 | 0 | 0 | 0 | 0 | 0 | 0 | 0 | 0 | 0 | 0 | 0 | 0 | 0 | 0 | 0 | 0 | 0 | 0 | 0 | 0
Diesel | 17 | 1 | 0 | 0 | 0 | 0 | 0 | 0 | 0 | 0 | 0 | 0 | 0 | 0 | 0 | 0 | 0 | 0 | 0 | 0 | 0 | 0 | 0 | 0 | 0 | 0
Diesel | 17 | 2 | 0 | 0 | 0 | 0 | 0 | 0 | 0 | 0 | 0 | 0 | 0 | 0 | 0 | 0 | 0 | 0 | 0 | 0 | 0 | 0 | 0 | 0 | 0 | 0
Diesel | 17 | 3 | 0 | 0 | 0 | 0 | 0 | 0 | 0 | 0 | 0 | 0 | 0 | 0 | 0 | 0 | 0 | 0 | 0 | 0 | 0 | 0 | 0 | 0 | 0 | 0
Diesel | 17 | 4 | 0 | 0 | 0 | 0 | 0 | 0 | 0 | 0 | 0 | 0 | 0 | 0 | 0 | 0 | 0 | 0 | 0 | 0 | 0 | 0 | 0 | 0 | 0 | 0
Diesel | 17 | 5 | 0 | 0 | 0 | 0 | 0 | 0 | 0 | 0 | 0 | 0 | 0 | 0 | 0 | 0 | 0 | 0 | 0 | 0 | 0 | 0 | 0 | 0 | 0 | 0
Diesel | 17 | 6 | 0 | 0 | 0 | 0 | 0 | 0 | 0 | 0 | 0 | 0 | 0 | 0 | 0 | 0 | 0 | 0 | 0 | 0 | 0 | 0 | 0 | 0 | 0 | 0
Diesel | 17 | 7 | 0 | 0 | 0 | 0 | 0 | 0 | 0 | 0 | 0 | 0 | 0 | 0 | 0 | 0 | 0 | 0 | 0 | 0 | 0 | 0 | 0 | 0 | 0 | 0
Diesel | 17 | 8 | 0 | 0 | 0 | 0 | 0 | 0 | 0 | 0 | 0 | 0 | 0 | 0 | 0 | 0 | 0 | 0 | 0 | 0 | 0 | 0 | 0 | 0 | 0 | 0
Diesel | 17 | 9 | 0 | 0 | 0 | 0 | 0 | 0 | 0 | 0 | 0 | 0 | 0 | 0 | 0 | 0 | 0 | 0 | 0 | 0 | 0 | 0 | 0 | 0 | 0 | 0
Diesel | 17 | 10 | 0 | 0 | 0 | 0 | 0 | 0 | 0 | 0 | 0 | 0 | 0 | 0 | 0 | 0 | 0 | 0 | 0 | 0 | 0 | 0 | 0 | 0 | 0 | 0
Diesel | 17 | 11 | 0 | 0 | 0 | 0 | 0 | 0 | 0 | 0 | 0 | 0 | 0 | 0 | 0 | 0 | 0 | 0 | 0 | 0 | 0 | 0 | 0 | 0 | 0 | 0
Diesel | 18 | 0 | 0 | 0 | 0 | 0 | 0 | 0 | 0 | 0 | 0 | 0 | 0 | 0 | 0 | 0 | 0 | 0 | 0 | 0 | 0 | 0 | 0 | 0 | 0 | 0
Diesel | 18 | 1 | 0 | 0 | 0 | 0 | 0 | 0 | 0 | 0 | 0 | 0 | 0 | 0 | 0 | 0 | 0 | 0 | 0 | 0 | 0 | 0 | 0 | 0 | 0 | 0
Diesel | 18 | 2 | 0 | 0 | 0 | 0 | 0 | 0 | 0 | 0 | 0 | 0 | 0 | 0 | 0 | 0 | 0 | 0 | 0 | 0 | 0 | 0 | 0 | 0 | 0 | 0
Diesel | 18 | 3 | 0 | 0 | 0 | 0 | 0 | 0 | 0 | 0 | 0 | 0 | 0 | 0 | 0 | 0 | 0 | 0 | 0 | 0 | 0 | 0 | 0 | 0 | 0 | 0
Diesel | 18 | 4 | 0 | 0 | 0 | 0 | 0 | 0 | 0 | 0 | 0 | 0 | 0 | 0 | 0 | 0 | 0 | 0 | 0 | 0 | 0 | 0 | 0 | 0 | 0 | 0
Diesel | 18 | 5 | 0 | 0 | 0 | 0 | 0 | 0 | 0 | 0 | 0 | 0 | 0 | 0 | 0 | 0 | 0 | 0 | 0 | 0 | 0 | 0 | 0 | 0 | 0 | 0
Diesel | 18 | 6 | 0 | 0 | 0 | 0 | 0 | 0 | 0 | 0 | 0 | 0 | 0 | 0 | 0 | 0 | 0 | 0 | 0 | 0 | 0 | 0 | 0 | 0 | 0 | 0
Diesel | 18 | 7 | 0 | 0 | 0 | 0 | 0 | 0 | 0 | 0 | 0 | 0 | 0 | 0 | 0 | 0 | 0 | 0 | 0 | 0 | 0 | 0 | 0 | 0 | 0 | 0
Diesel | 18 | 8 | 0 | 0 | 0 | 0 | 0 | 0 | 0 | 0 | 0 | 0 | 0 | 0 | 0 | 0 | 0 | 0 | 0 | 0 | 0 | 0 | 0 | 0 | 0 | 0
Diesel | 18 | 9 | 0 | 0 | 0 | 0 | 0 | 0 | 0 | 0 | 0 | 0 | 0 | 0 | 0 | 0 | 0 | 0 | 0 | 0 | 0 | 0 | 0 | 0 | 0 | 0
Diesel | 18 | 10 | 0 | 0 | 0 | 0 | 0 | 0 | 0 | 0 | 0 | 0 | 0 | 0 | 0 | 0 | 0 | 0 | 0 | 0 | 0 | 0 | 0 | 0 | 0 | 0
Diesel | 18 | 11 | 0 | 0 | 0 | 0 | 0 | 0 | 0 | 0 | 0 | 0 | 0 | 0 | 0 | 0 | 0 | 0 | 0 | 0 | 0 | 0 | 0 | 0 | 0 | 0
Diesel | 19 | 0 | 0 | 0 | 0 | 0 | 0 | 0 | 0 | 0 | 0 | 0 | 0 | 0 | 0 | 0 | 0 | 0 | 0 | 0 | 0 | 0 | 0 | 0 | 0 | 0
Diesel | 19 | 1 | 0 | 0 | 0 | 0 | 0 | 0 | 0 | 0 | 0 | 0 | 0 | 0 | 0 | 0 | 0 | 0 | 0 | 0 | 0 | 0 | 0 | 0 | 0 | 0
Diesel | 19 | 2 | 0 | 0 | 0 | 0 | 0 | 0 | 0 | 0 | 0 | 0 | 0 | 0 | 0 | 0 | 0 | 0 | 0 | 0 | 0 | 0 | 0 | 0 | 0 | 0
Diesel | 19 | 3 | 0 | 0 | 0 | 0 | 0 | 0 | 0 | 0 | 0 | 0 | 0 | 0 | 0 | 0 | 0 | 0 | 0 | 0 | 0 | 0 | 0 | 0 | 0 | 0
Diesel | 19 | 4 | 0 | 0 | 0 | 0 | 0 | 0 | 0 | 0 | 0 | 0 | 0 | 0 | 0 | 0 | 0 | 0 | 0 | 0 | 0 | 0 | 0 | 0 | 0 | 0
Diesel | 19 | 5 | 0 | 0 | 0 | 0 | 0 | 0 | 0 | 0 | 0 | 0 | 0 | 0 | 0 | 0 | 0 | 0 | 0 | 0 | 0 | 0 | 0 | 0 | 0 | 0
Diesel | 19 | 6 | 0 | 0 | 0 | 0 | 0 | 0 | 0 | 0 | 0 | 0 | 0 | 0 | 0 | 0 | 0 | 0 | 0 | 0 | 0 | 0 | 0 | 0 | 0 | 0
Diesel | 19 | 7 | 0 | 0 | 0 | 0 | 0 | 0 | 0 | 0 | 0 | 0 | 0 | 0 | 0 | 0 | 0 | 0 | 0 | 0 | 0 | 0 | 0 | 0 | 0 | 0
Diesel | 19 | 8 | 0 | 0 | 0 | 0 | 0 | 0 | 0 | 0 | 0 | 0 | 0 | 0 | 0 | 0 | 0 | 0 | 0 | 0 | 0 | 0 | 0 | 0 | 0 | 0
Diesel | 19 | 9 | 0 | 0 | 0 | 0 | 0 | 0 | 0 | 0 | 0 | 0 | 0 | 0 | 0 | 0 | 0 | 0 | 0 | 0 | 0 | 0 | 0 | 0 | 0 | 0
Diesel | 19 | 10 | 0 | 0 | 0 | 0 | 0 | 0 | 0 | 0 | 0 | 0 | 0 | 0 | 0 | 0 | 0 | 0 | 0 | 0 | 0 | 0 | 0 | 0 | 0 | 0
Diesel | 19 | 11 | 0 | 0 | 0 | 0 | 0 | 0 | 0 | 0 | 0 | 0 | 0 | 0 | 0 | 0 | 0 | 0 | 0 | 0 | 0 | 0 | 0 | 0 | 0 | 0
PV | 0 | 0 | 0 | 0 | 0 | 0 | 0 | 0 | 0 | 0 | 0 | 0 | 0 | 0 | 0 | 0 | 0 | 0 | 0 | 0 | 0 | 0 | 0 | 0 | 0 | 0
PV | 0 | 1 | 0 | 0 | 0 | 0 | 0 | 0 | 0 | 0 | 0 | 0 | 0 | 0 | 0 | 0 | 0 | 0 | 0 | 0 | 0 | 0 | 0 | 0 | 0 | 0
PV | 0 | 2 | 0 | 0 | 0 | 0 | 0 | 0 | 0 | 0 | 0 | 0 | 0 | 0 | 0 | 0 | 0 | 0 | 0 | 0 | 0 | 0 | 0 | 0 | 0 | 0
PV | 0 | 3 | 0 | 0 | 0 | 0 | 0 | 0 | 0 | 0 | 0 | 0 | 0 | 0 | 0 | 0 | 0 | 0 | 0 | 0 | 0 | 0 | 0 | 0 | 0 | 0
PV | 0 | 4 | 0 | 0 | 0 | 0 | 0 | 0 | 0 | 0 | 0 | 0 | 0 | 0 | 0 | 0 | 0 | 0 | 0 | 0 | 0 | 0 | 0 | 0 | 0 | 0
PV | 0 | 5 | 0 | 0 | 0 | 0 | 0 | 0 | 0 | 0 | 0 | 0 | 0 | 0 | 0 | 0 | 0 | 0 | 0 | 0 | 0 | 0 | 0 | 0 | 0 | 0
PV | 0 | 6 | 0 | 0 | 0 | 0 | 0 | 0 | 0 | 0 | 0 | 0 | 0 | 0 | 0 | 0 | 0 | 0 | 0 | 0 | 0 | 0 | 0 | 0 | 0 | 0
PV | 0 | 7 | 0 | 0 | 0 | 0 | 0 | 0 | 0 | 0 | 0 | 0 | 0 | 0 | 0 | 0 | 0 | 0 | 0 | 0 | 0 | 0 | 0 | 0 | 0 | 0
PV | 0 | 8 | 0 | 0 | 0 | 0 | 0 | 0 | 0 | 0 | 0 | 0 | 0 | 0 | 0 | 0 | 0 | 0 | 0 | 0 | 0 | 0 | 0 | 0 | 0 | 0
PV | 0 | 9 | 0 | 0 | 0 | 0 | 0 | 0 | 0 | 0 | 0 | 0 | 0 | 0 | 0 | 0 | 0 | 0 | 0 | 0 | 0 | 0 | 0 | 0 | 0 | 0
PV | 0 | 10 | 0 | 0 | 0 | 0 | 0 | 0 | 0 | 0 | 0 | 0 | 0 | 0 | 0 | 0 | 0 | 0 | 0 | 0 | 0 | 0 | 0 | 0 | 0 | 0
PV | 0 | 11 | 0 | 0 | 0 | 0 | 0 | 0 | 0 | 0 | 0 | 0 | 0 | 0 | 0 | 0 | 0 | 0 | 0 | 0 | 0 | 0 | 0 | 0 | 0 | 0
PV | 1 | 0 | 0 | 0 | 0 | 0 | 0 | 0 | 0 | 0 | 5.2542 | 9.7501 | 11.0812 | 5.6411 | 5.2907 | 3.4352 | 7.4874 | 0 | 0 | 0 | 0 | 0 | 0 | 0 | 0 | 0
PV | 1 | 1 | 0 | 0 | 0 | 0 | 0 | 0 | 0 | 0 | 0.74639 | 4.7383 | 5.5977 | 12.2077 | 6.5594 | 4.6941 | 6.1573 | 0 | 0 | 0 | 0 | 0 | 0 | 0 | 0 | 0
PV | 1 | 2 | 0 | 0 | 0 | 0 | 0 | 0 | 0 | 0 | 2.819 | 6.9994 | 8.102 | 9.7583 | 9.3643 | 7.0423 | 3.5973 | 0 | 0 | 0 | 0 | 0 | 0 | 0 | 0 | 0
PV | 1 | 3 | 0 | 0 | 0 | 0 | 0 | 0 | 0 | 2.1201 | 6.9296 | 10.3476 | 10.911 | 11.9113 | 11.5494 | 13.5044 | 10.1715 | 1.7211 | 0 | 0 | 0 | 0 | 0 | 0 | 0 | 0
PV | 1 | 4 | 0 | 0 | 0 | 0 | 0 | 0 | 0 | 2.717 | 10.3362 | 10.5646 | 10.7481 | 11.6514 | 11.0428 | 13.9611 | 10.8984 | 6.5441 | 0 | 0 | 0 | 0 | 0 | 0 | 0 | 0
PV | 1 | 5 | 0 | 0 | 0 | 0 | 0 | 0 | 0 | 1.9096 | 6.3975 | 9.4412 | 9.4273 | 10.3085 | 9.8362 | 11.2006 | 5.3868 | 1.131 | 0 | 0 | 0 | 0 | 0 | 0 | 0 | 0
PV | 1 | 6 | 0 | 0 | 0 | 0 | 0 | 0 | 0 | 0.5965 | 5.3113 | 8.5557 | 8.5114 | 9.3749 | 8.9159 | 7.4797 | 4.5931 | 0.33636 | 0 | 0 | 0 | 0 | 0 | 0 | 0 | 0
PV | 1 | 7 | 0 | 0 | 0 | 0 | 0 | 0 | 0 | 0.622 | 5.5287 | 8.8488 | 8.8079 | 9.8622 | 10.2284 | 7.6656 | 4.6838 | 0.22249 | 0 | 0 | 0 | 0 | 0 | 0 | 0 | 0
PV | 1 | 8 | 0 | 0 | 0 | 0 | 0 | 0 | 0 | 1.0714 | 7.1462 | 9.8118 | 9.9103 | 10.8339 | 10.2854 | 8.5572 | 5.4987 | 0.53284 | 0 | 0 | 0 | 0 | 0 | 0 | 0 | 0
PV | 1 | 9 | 0 | 0 | 0 | 0 | 0 | 0 | 0 | 0 | 6.0836 | 9.8812 | 11.8114 | 11.2454 | 10.2949 | 8.1543 | 4.7111 | 0 | 0 | 0 | 0 | 0 | 0 | 0 | 0 | 0
PV | 1 | 10 | 0 | 0 | 0 | 0 | 0 | 0 | 0 | 0 | 2.338 | 6.378 | 10.5907 | 11.3026 | 10.6472 | 6.3244 | 3.0126 | 0 | 0 | 0 | 0 | 0 | 0 | 0 | 0 | 0
PV | 1 | 11 | 0 | 0 | 0 | 0 | 0 | 0 | 0 | 0 | 2.435 | 7.4187 | 7.8352 | 8.6669 | 8.0522 | 6.8587 | 1.831 | 0 | 0 | 0 | 0 | 0 | 0 | 0 | 0 | 0
PV | 2 | 0 | 0 | 0 | 0 | 0 | 0 | 0 | 0 | 0 | 0 | 2.9823 | 10.4803 | 12.0966 | 4.7053 | 10.6091 | 0 | 0 | 0 | 0 | 0 | 0 | 0 | 0 | 0 | 0
PV | 2 | 1 | 0 | 0 | 0 | 0 | 0 | 0 | 0 | 0 | 0.2421 | 4.2269 | 4.9927 | 11.6078 | 5.9668 | 9.6834 | 5.5997 | 0 | 0 | 0 | 0 | 0 | 0 | 0 | 0 | 0
PV | 2 | 2 | 0 | 0 | 0 | 0 | 0 | 0 | 0 | 0 | 2.3759 | 6.54 | 7.5534 | 9.2164 | 8.8285 | 6.52 | 10.6709 | 0 | 0 | 0 | 0 | 0 | 0 | 0 | 0 | 0
PV | 2 | 3 | 0 | 0 | 0 | 0 | 0 | 0 | 0 | 5.9028 | 6.5225 | 9.923 | 10.4017 | 11.4071 | 11.0494 | 9.1207 | 5.8339 | 1.2577 | 0 | 0 | 0 | 0 | 0 | 0 | 0 | 0
PV | 2 | 4 | 0 | 0 | 0 | 0 | 0 | 0 | 0 | 2.3107 | 6.9882 | 10.119 | 13.7971 | 11.1089 | 10.5063 | 13.4384 | 5.5552 | 1.1339 | 0 | 0 | 0 | 0 | 0 | 0 | 0 | 0
PV | 2 | 5 | 0 | 0 | 0 | 0 | 0 | 0 | 0 | 2.6622 | 5.9357 | 8.9583 | 8.8389 | 9.7223 | 9.2534 | 7.7034 | 4.832 | 0.58702 | 0 | 0 | 0 | 0 | 0 | 0 | 0 | 0
PV | 2 | 6 | 0 | 0 | 0 | 0 | 0 | 0 | 0 | 0.083081 | 4.7921 | 8.0255 | 7.875 | 8.7408 | 8.2853 | 7.2216 | 3.9946 | 0 | 0 | 0 | 0 | 0 | 0 | 0 | 0 | 0
PV | 2 | 7 | 0 | 0 | 0 | 0 | 0 | 0 | 0 | 0.10739 | 5.009 | 8.3164 | 8.1664 | 9.2311 | 9.5966 | 7.0481 | 4.0811 | 0.80589 | 0 | 0 | 0 | 0 | 0 | 0 | 0 | 0
PV | 2 | 8 | 0 | 0 | 0 | 0 | 0 | 0 | 0 | 0.58457 | 5.8596 | 9.2956 | 10.7032 | 11.8963 | 9.6699 | 7.9577 | 4.9236 | 0 | 0 | 0 | 0 | 0 | 0 | 0 | 0 | 0
PV | 2 | 9 | 0 | 0 | 0 | 0 | 0 | 0 | 0 | 0 | 5.6591 | 9.4365 | 11.2676 | 12.3283 | 11.4105 | 7.6322 | 4.2036 | 0 | 0 | 0 | 0 | 0 | 0 | 0 | 0 | 0
PV | 2 | 10 | 0 | 0 | 0 | 0 | 0 | 0 | 0 | 0 | 5.094 | 5.9481 | 10.0816 | 10.7929 | 7.4673 | 5.8373 | 2.5374 | 0 | 0 | 0 | 0 | 0 | 0 | 0 | 0 | 0
PV | 2 | 11 | 0 | 0 | 0 | 0 | 0 | 0 | 0 | 0 | 1.9943 | 6.4863 | 7.2926 | 8.8308 | 7.5136 | 5.4347 | 1.3299 | 0 | 0 | 0 | 0 | 0 | 0 | 0 | 0 | 0
PV | 3 | 0 | 0 | 0 | 0 | 0 | 0 | 0 | 0 | 0 | 0 | 2.4504 | 3.1808 | 4.4191 | 4.0906 | 2.2543 | 0 | 0 | 0 | 0 | 0 | 0 | 0 | 0 | 0 | 0
PV | 3 | 1 | 0 | 0 | 0 | 0 | 0 | 0 | 0 | 0 | 0 | 3.6898 | 9.4389 | 10.978 | 10.8303 | 3.5153 | 5.0142 | 0 | 0 | 0 | 0 | 0 | 0 | 0 | 0 | 0
PV | 3 | 2 | 0 | 0 | 0 | 0 | 0 | 0 | 0 | 0 | 7.9897 | 6.0577 | 6.9773 | 8.6474 | 8.2659 | 5.9715 | 2.5562 | 0 | 0 | 0 | 0 | 0 | 0 | 0 | 0 | 0
PV | 3 | 3 | 0 | 0 | 0 | 0 | 0 | 0 | 0 | 1.3243 | 6.0949 | 9.4771 | 14.111 | 10.8777 | 14.4594 | 8.6084 | 9.2044 | 0.77108 | 0 | 0 | 0 | 0 | 0 | 0 | 0 | 0
PV | 3 | 4 | 0 | 0 | 0 | 0 | 0 | 0 | 0 | 1.8841 | 6.5467 | 9.6512 | 9.6251 | 10.5392 | 14.3124 | 12.8895 | 5.0195 | 0.60931 | 0 | 0 | 0 | 0 | 0 | 0 | 0 | 0
PV | 3 | 5 | 0 | 0 | 0 | 0 | 0 | 0 | 0 | 0.99072 | 5.4509 | 10.513 | 8.2211 | 12.0075 | 8.6415 | 7.1061 | 4.2496 | 0.015869 | 0 | 0 | 0 | 0 | 0 | 0 | 0 | 0
PV | 3 | 6 | 0 | 0 | 0 | 0 | 0 | 0 | 0 | 0 | 4.247 | 7.4687 | 7.2067 | 8.0751 | 7.6232 | 6.2266 | 3.3662 | 0 | 0 | 0 | 0 | 0 | 0 | 0 | 0 | 0
PV | 3 | 7 | 0 | 0 | 0 | 0 | 0 | 0 | 0 | 0 | 4.8472 | 7.7573 | 7.4928 | 8.5684 | 7.997 | 6.3999 | 3.4482 | 0.18387 | 0 | 0 | 0 | 0 | 0 | 0 | 0 | 0
PV | 3 | 8 | 0 | 0 | 0 | 0 | 0 | 0 | 0 | 0.073453 | 5.3382 | 8.7536 | 8.6334 | 9.5645 | 9.0236 | 9.3422 | 6.2523 | 0 | 0 | 0 | 0 | 0 | 0 | 0 | 0 | 0
PV | 3 | 9 | 0 | 0 | 0 | 0 | 0 | 0 | 0 | 0 | 5.2133 | 8.9696 | 10.6965 | 10.1341 | 9.1977 | 8.6646 | 3.6708 | 0 | 0 | 0 | 0 | 0 | 0 | 0 | 0 | 0
PV | 3 | 10 | 0 | 0 | 0 | 0 | 0 | 0 | 0 | 0 | 4.6645 | 8.54 | 9.547 | 7.3459 | 6.9405 | 5.3259 | 2.0384 | 0 | 0 | 0 | 0 | 0 | 0 | 0 | 0 | 0
PV | 3 | 11 | 0 | 0 | 0 | 0 | 0 | 0 | 0 | 0 | 1.5316 | 6.006 | 6.7229 | 7.5547 | 6.948 | 4.8846 | 0.80369 | 0 | 0 | 0 | 0 | 0 | 0 | 0 | 0 | 0
PV | 4 | 0 | 0 | 0 | 0 | 0 | 0 | 0 | 0 | 0 | 0 | 1.8919 | 2.5183 | 3.7619 | 3.4451 | 1.6193 | 5.7326 | 0 | 0 | 0 | 0 | 0 | 0 | 0 | 0 | 0
PV | 4 | 1 | 0 | 0 | 0 | 0 | 0 | 0 | 0 | 0 | 0 | 3.1259 | 3.6907 | 5.0006 | 4.6913 | 2.8813 | 0 | 0 | 0 | 0 | 0 | 0 | 0 | 0 | 0 | 0
PV | 4 | 2 | 0 | 0 | 0 | 0 | 0 | 0 | 0 | 0 | 1.4221 | 12.5463 | 6.3724 | 16.0507 | 7.6752 | 13.2343 | 1.9962 | 0 | 0 | 0 | 0 | 0 | 0 | 0 | 0 | 0
PV | 4 | 3 | 0 | 0 | 0 | 0 | 0 | 0 | 0 | 0.89635 | 5.646 | 13.204 | 13.5495 | 14.4018 | 13.9081 | 8.0706 | 8.6843 | 0.26014 | 0 | 0 | 0 | 0 | 0 | 0 | 0 | 0
PV | 4 | 4 | 0 | 0 | 0 | 0 | 0 | 0 | 0 | 4.2853 | 6.083 | 12.3656 | 9.0211 | 13.9677 | 9.3517 | 7.7294 | 9.2902 | 0.058455 | 0 | 0 | 0 | 0 | 0 | 0 | 0 | 0
PV | 4 | 5 | 0 | 0 | 0 | 0 | 0 | 0 | 0 | 0.49656 | 4.9418 | 7.9189 | 7.5724 | 11.3612 | 10.9165 | 6.4789 | 6.4672 | 0 | 0 | 0 | 0 | 0 | 0 | 0 | 0 | 0
PV | 4 | 6 | 0 | 0 | 0 | 0 | 0 | 0 | 0 | 0 | 3.6747 | 6.8842 | 6.8388 | 7.376 | 6.928 | 5.5526 | 2.7064 | 0 | 0 | 0 | 0 | 0 | 0 | 0 | 0 | 0
PV | 4 | 7 | 0 | 0 | 0 | 0 | 0 | 0 | 0 | 0 | 3.8904 | 7.1704 | 6.7855 | 8.7128 | 7.3004 | 5.7192 | 2.7837 | 0 | 0 | 0 | 0 | 0 | 0 | 0 | 0 | 0
PV | 4 | 8 | 0 | 0 | 0 | 0 | 0 | 0 | 0 | 0 | 4.7907 | 9.2586 | 7.9467 | 10.5635 | 10.24 | 6.667 | 3.6858 | 0 | 0 | 0 | 0 | 0 | 0 | 0 | 0 | 0
PV | 4 | 9 | 0 | 0 | 0 | 0 | 0 | 0 | 0 | 0 | 5.8637 | 8.4794 | 10.0969 | 9.5364 | 8.6077 | 8.0889 | 3.1113 | 0 | 0 | 0 | 0 | 0 | 0 | 0 | 0 | 0
PV | 4 | 10 | 0 | 0 | 0 | 0 | 0 | 0 | 0 | 0 | 1.0486 | 5.0227 | 5.9482 | 9.6956 | 9.0658 | 7.2056 | 1.5145 | 0 | 0 | 0 | 0 | 0 | 0 | 0 | 0 | 0
PV | 4 | 11 | 0 | 0 | 0 | 0 | 0 | 0 | 0 | 0 | 1.0457 | 5.9767 | 6.6618 | 6.9566 | 7.2186 | 5.207 | 0.25118 | 0 | 0 | 0 | 0 | 0 | 0 | 0 | 0 | 0
PV | 5 | 0 | 0 | 0 | 0 | 0 | 0 | 0 | 0 | 0 | 0 | 1.3055 | 1.8226 | 10.1234 | 2.7674 | 0.95245 | 0 | 0 | 0 | 0 | 0 | 0 | 0 | 0 | 0 | 0
PV | 5 | 1 | 0 | 0 | 0 | 0 | 0 | 0 | 0 | 0 | 0 | 2.5338 | 2.9904 | 4.3063 | 4.0054 | 2.2157 | 0 | 0 | 0 | 0 | 0 | 0 | 0 | 0 | 0 | 0
PV | 5 | 2 | 0 | 0 | 0 | 0 | 0 | 0 | 0 | 0 | 0.90922 | 12.0145 | 5.7372 | 7.4226 | 15.1952 | 4.791 | 8.9898 | 0 | 0 | 0 | 0 | 0 | 0 | 0 | 0 | 0
PV | 5 | 3 | 0 | 0 | 0 | 0 | 0 | 0 | 0 | 0.44697 | 5.1747 | 8.5174 | 12.9599 | 9.7381 | 9.3943 | 7.5058 | 4.2723 | 0 | 0 | 0 | 0 | 0 | 0 | 0 | 0 | 0
PV | 5 | 4 | 0 | 0 | 0 | 0 | 0 | 0 | 0 | 0.96583 | 8.5236 | 8.6442 | 11.9837 | 9.313 | 8.7307 | 11.7081 | 3.8665 | 0 | 0 | 0 | 0 | 0 | 0 | 0 | 0 | 0
PV | 5 | 5 | 0 | 0 | 0 | 0 | 0 | 0 | 0 | 0 | 4.4072 | 7.3599 | 6.8913 | 10.6826 | 7.3243 | 8.7487 | 2.9959 | 0 | 0 | 0 | 0 | 0 | 0 | 0 | 0 | 0
PV | 5 | 6 | 0 | 0 | 0 | 0 | 0 | 0 | 0 | 0 | 3.0737 | 6.2704 | 5.7682 | 7.0372 | 6.198 | 4.845 | 2.0135 | 0 | 0 | 0 | 0 | 0 | 0 | 0 | 0 | 0
PV | 5 | 7 | 0 | 0 | 0 | 0 | 0 | 0 | 0 | 0 | 3.2888 | 6.554 | 6.0429 | 7.1419 | 7.5053 | 5.0044 | 2.086 | 0 | 0 | 0 | 0 | 0 | 0 | 0 | 0 | 0
PV | 5 | 8 | 0 | 0 | 0 | 0 | 0 | 0 | 0 | 0 | 4.2158 | 8.661 | 7.2256 | 8.165 | 7.6324 | 7.9871 | 3.0201 | 0 | 0 | 0 | 0 | 0 | 0 | 0 | 0 | 0
PV | 5 | 9 | 0 | 0 | 0 | 0 | 0 | 0 | 0 | 0 | 4.2537 | 9.2066 | 9.4674 | 8.9089 | 7.9881 | 5.9038 | 2.5238 | 0 | 0 | 0 | 0 | 0 | 0 | 0 | 0 | 0
PV | 5 | 10 | 0 | 0 | 0 | 0 | 0 | 0 | 0 | 0 | 0.57514 | 7.5684 | 5.3588 | 6.1938 | 8.4851 | 6.6417 | 0.96433 | 0 | 0 | 0 | 0 | 0 | 0 | 0 | 0 | 0
PV | 5 | 11 | 0 | 0 | 0 | 0 | 0 | 0 | 0 | 0 | 0.53551 | 4.9722 | 5.4966 | 7.035 | 5.7305 | 3.7005 | 0 | 0 | 0 | 0 | 0 | 0 | 0 | 0 | 0 | 0
PV | 6 | 0 | 0 | 0 | 0 | 0 | 0 | 0 | 0 | 0 | 2.5224 | 0.68975 | 7.7607 | 2.3472 | 9.5365 | 0.2523 | 4.4116 | 0 | 0 | 0 | 0 | 0 | 0 | 0 | 0 | 0
PV | 6 | 1 | 0 | 0 | 0 | 0 | 0 | 0 | 0 | 0 | 0 | 6.5228 | 2.2552 | 3.5772 | 3.2851 | 7.081 | 0 | 0 | 0 | 0 | 0 | 0 | 0 | 0 | 0 | 0
PV | 6 | 2 | 0 | 0 | 0 | 0 | 0 | 0 | 0 | 1.3257 | 6.4497 | 4.461 | 5.0703 | 6.7639 | 14.5439 | 11.9948 | 8.3725 | 0 | 0 | 0 | 0 | 0 | 0 | 0 | 0 | 0
PV | 6 | 3 | 0 | 0 | 0 | 0 | 0 | 0 | 0.3209 | 0 | 4.6798 | 12.1963 | 8.0966 | 9.1253 | 8.7865 | 10.8086 | 7.5647 | 0 | 0 | 0 | 0 | 0 | 0 | 0 | 0 | 0
PV | 6 | 4 | 0 | 0 | 0 | 0 | 0 | 0 | 0 | 0.472 | 5.085 | 11.3082 | 11.3178 | 8.6536 | 12.448 | 6.4888 | 3.2464 | 0 | 0 | 0 | 0 | 0 | 0 | 0 | 0 | 0
PV | 6 | 5 | 0 | 0 | 0 | 0 | 0 | 0 | 0 | 0 | 5.4134 | 8.8346 | 6.1761 | 7.0692 | 9.5334 | 5.1288 | 2.3216 | 0.86696 | 0 | 0 | 0 | 0 | 0 | 0 | 0 | 0
PV | 6 | 6 | 0 | 0 | 0 | 0 | 0 | 0 | 0 | 0 | 2.4427 | 5.6259 | 4.9945 | 5.8713 | 5.7985 | 4.102 | 1.2861 | 0 | 0 | 0 | 0 | 0 | 0 | 0 | 0 | 0
PV | 6 | 7 | 0 | 0 | 0 | 0 | 0 | 0 | 0 | 0 | 2.6571 | 6.3681 | 5.2632 | 7.215 | 5.8011 | 5.2628 | 1.3534 | 0 | 0 | 0 | 0 | 0 | 0 | 0 | 0 | 0
PV | 6 | 8 | 0 | 0 | 0 | 0 | 0 | 0 | 0 | 0 | 3.6122 | 6.9594 | 7.8843 | 9.094 | 6.8843 | 5.2441 | 2.3211 | 0 | 0 | 0 | 0 | 0 | 0 | 0 | 0 | 0
PV | 6 | 9 | 0 | 0 | 0 | 0 | 0 | 0 | 0 | 0 | 4.8561 | 8.6661 | 7.3724 | 8.2499 | 7.3376 | 5.2692 | 1.9069 | 0 | 0 | 0 | 0 | 0 | 0 | 0 | 0 | 0
PV | 6 | 10 | 0 | 0 | 0 | 0 | 0 | 0 | 0 | 0 | 3.243 | 4.0025 | 4.7399 | 5.5742 | 5.197 | 3.633 | 0.38669 | 0 | 0 | 0 | 0 | 0 | 0 | 0 | 0 | 0
PV | 6 | 11 | 0 | 0 | 0 | 0 | 0 | 0 | 0 | 0 | 0 | 4.4163 | 4.8371 | 5.6691 | 5.9403 | 3.0637 | 0 | 0 | 0 | 0 | 0 | 0 | 0 | 0 | 0 | 0
PV | 7 | 0 | 0 | 0 | 0 | 0 | 0 | 0 | 0 | 0 | 0 | 6.3045 | 0.32521 | 1.5864 | 8.7893 | 0 | 0 | 0 | 0 | 0 | 0 | 0 | 0 | 0 | 0 | 0
PV | 7 | 1 | 0 | 0 | 0 | 0 | 0 | 0 | 0 | 0 | 0 | 1.2593 | 1.4832 | 2.8116 | 2.5289 | 0.78284 | 0 | 0 | 0 | 0 | 0 | 0 | 0 | 0 | 0 | 0
PV | 7 | 2 | 0 | 0 | 0 | 0 | 0 | 0 | 0 | 0 | 0 | 10.8698 | 4.3701 | 14.0731 | 5.7197 | 3.4894 | 0.14284 | 0 | 0 | 0 | 0 | 0 | 0 | 0 | 0 | 0
PV | 7 | 3 | 0 | 0 | 0 | 0 | 0 | 0 | 0 | 0 | 4.1601 | 11.6543 | 11.6907 | 12.5618 | 12.0833 | 6.2901 | 6.9626 | 0 | 0 | 0 | 0 | 0 | 0 | 0 | 0 | 0
PV | 7 | 4 | 0 | 0 | 0 | 0 | 0 | 0 | 0 | 0 | 4.5483 | 10.7396 | 10.6186 | 7.9612 | 11.7634 | 5.8217 | 2.5953 | 0 | 0 | 0 | 0 | 0 | 0 | 0 | 0 | 0
PV | 7 | 5 | 0 | 0 | 0 | 0 | 0 | 0 | 0 | 0.061647 | 3.2565 | 6.1567 | 5.4252 | 9.2219 | 8.7896 | 4.4028 | 4.4428 | 0 | 0 | 0 | 0 | 0 | 0 | 0 | 0 | 0
PV | 7 | 6 | 0 | 0 | 0 | 0 | 0 | 0 | 0 | 0 | 1.7802 | 5.1516 | 4.1822 | 5.0621 | 4.9937 | 3.3218 | 0.52222 | 0 | 0 | 0 | 0 | 0 | 0 | 0 | 0 | 0
PV | 7 | 7 | 0 | 0 | 0 | 0 | 0 | 0 | 0 | 0 | 1.9938 | 5.2273 | 4.4445 | 5.5691 | 4.9947 | 3.466 | 0.58417 | 0 | 0 | 0 | 0 | 0 | 0 | 0 | 0 | 0
PV | 7 | 8 | 0 | 0 | 0 | 0 | 0 | 0 | 0 | 0 | 2.9784 | 6.3006 | 5.6735 | 8.3037 | 6.0987 | 4.4789 | 1.5872 | 0 | 0 | 0 | 0 | 0 | 0 | 0 | 0 | 0
PV | 7 | 9 | 0 | 0 | 0 | 0 | 0 | 0 | 0 | 0 | 3.1957 | 6.8567 | 6.6783 | 7.558 | 6.6545 | 4.6028 | 1.2593 | 0 | 0 | 0 | 0 | 0 | 0 | 0 | 0 | 0
PV | 7 | 10 | 0 | 0 | 0 | 0 | 0 | 0 | 0 | 0 | 0 | 3.4538 | 7.1276 | 4.9236 | 7.235 | 3.0114 | 0 | 0 | 0 | 0 | 0 | 0 | 0 | 0 | 0 | 0
PV | 7 | 11 | 0 | 0 | 0 | 0 | 0 | 0 | 0 | 0 | 0 | 4.3075 | 4.1445 | 4.9767 | 5.2528 | 2.395 | 0 | 0 | 0 | 0 | 0 | 0 | 0 | 0 | 0 | 0
PV | 8 | 0 | 0 | 0 | 0 | 0 | 0 | 0 | 0 | 0 | 0 | 0 | 6.1885 | 0.78753 | 0.5241 | 6.4952 | 0 | 0 | 0 | 0 | 0 | 0 | 0 | 0 | 0 | 0
PV | 8 | 1 | 0 | 0 | 0 | 0 | 0 | 0 | 0 | 0 | 0.94316 | 0.57391 | 0.67253 | 2.0078 | 7.2205 | 5.5765 | 1.6173 | 0 | 0 | 0 | 0 | 0 | 0 | 0 | 0 | 0
PV | 8 | 2 | 0 | 0 | 0 | 0 | 0 | 0 | 0 | 0 | 0 | 3.259 | 10.8727 | 13.3469 | 5.0017 | 2.7894 | 0 | 0 | 0 | 0 | 0 | 0 | 0 | 0 | 0 | 0
PV | 8 | 3 | 0 | 0 | 0 | 0 | 0 | 0 | 0 | 0 | 7.6511 | 6.8903 | 6.7639 | 7.8062 | 11.4132 | 9.5322 | 2.4646 | 0 | 0 | 0 | 0 | 0 | 0 | 0 | 0 | 0
PV | 8 | 4 | 0 | 0 | 0 | 0 | 0 | 0 | 0 | 0 | 6.9121 | 6.9368 | 6.2877 | 7.2341 | 6.6752 | 9.705 | 6.7447 | 0 | 0 | 0 | 0 | 0 | 0 | 0 | 0 | 0
PV | 8 | 5 | 0 | 0 | 0 | 0 | 0 | 0 | 0 | 0 | 4.2052 | 5.5096 | 4.6367 | 5.5354 | 5.0911 | 3.6404 | 0.87029 | 0 | 0 | 0 | 0 | 0 | 0 | 0 | 0 | 0
PV | 8 | 6 | 0 | 0 | 0 | 0 | 0 | 0 | 0 | 0 | 1.0845 | 4.2386 | 3.6631 | 4.6076 | 3.7818 | 2.5027 | 0 | 0 | 0 | 0 | 0 | 0 | 0 | 0 | 0 | 0
PV | 8 | 7 | 0 | 0 | 0 | 0 | 0 | 0 | 0 | 0 | 1.2974 | 4.5139 | 3.5848 | 5.5636 | 4.1481 | 2.6386 | 0 | 0 | 0 | 0 | 0 | 0 | 0 | 0 | 0 | 0
PV | 8 | 8 | 0 | 0 | 0 | 0 | 0 | 0 | 0 | 0 | 2.3129 | 5.6088 | 4.8388 | 5.7923 | 5.2738 | 3.6754 | 0.81651 | 0 | 0 | 0 | 0 | 0 | 0 | 0 | 0 | 0
PV | 8 | 9 | 0 | 0 | 0 | 0 | 0 | 0 | 0 | 0 | 3.7453 | 6.2608 | 5.9495 | 6.8315 | 5.9372 | 3.9031 | 0.57919 | 0 | 0 | 0 | 0 | 0 | 0 | 0 | 0 | 0
PV | 8 | 10 | 0 | 0 | 0 | 0 | 0 | 0 | 0 | 0 | 0 | 5.921 | 3.4078 | 7.1522 | 3.8844 | 4.7753 | 0 | 0 | 0 | 0 | 0 | 0 | 0 | 0 | 0 | 0
PV | 8 | 11 | 0 | 0 | 0 | 0 | 0 | 0 | 0 | 0 | 0 | 3.2196 | 3.4174 | 4.2496 | 3.6664 | 1.6929 | 0 | 0 | 0 | 0 | 0 | 0 | 0 | 0 | 0 | 0
PV | 9 | 0 | 0 | 0 | 0 | 0 | 0 | 0 | 0 | 0 | 0 | 0 | 0 | 0 | 0 | 0 | 0 | 0 | 0 | 0 | 0 | 0 | 0 | 0 | 0 | 0
PV | 9 | 1 | 0 | 0 | 0 | 0 | 0 | 0 | 0 | 0 | 0.23357 | 4.4649 | 0 | 1.1638 | 0.90103 | 4.7674 | 0 | 0 | 0 | 0 | 0 | 0 | 0 | 0 | 0 | 0
PV | 9 | 2 | 0 | 0 | 0 | 0 | 0 | 0 | 0 | 0 | 4.6669 | 2.6126 | 2.8628 | 12.5843 | 12.3881 | 2.0544 | 0 | 0 | 0 | 0 | 0 | 0 | 0 | 0 | 0 | 0
PV | 9 | 3 | 0 | 0 | 0 | 0 | 0 | 0 | 0 | 0 | 7.0782 | 6.2928 | 6.0472 | 7.0967 | 6.7746 | 8.8457 | 1.8008 | 0 | 0 | 0 | 0 | 0 | 0 | 0 | 0 | 0
PV | 9 | 4 | 0 | 0 | 0 | 0 | 0 | 0 | 0 | 0 | 3.3929 | 9.5155 | 5.5169 | 6.4707 | 5.9204 | 4.3856 | 6.0268 | 1.7729 | 0 | 0 | 0 | 0 | 0 | 0 | 0 | 0
PV | 9 | 5 | 0 | 0 | 0 | 0 | 0 | 0 | 0 | 0 | 1.988 | 4.8301 | 3.8088 | 4.7105 | 4.2711 | 5.7683 | 0.089749 | 0 | 0 | 0 | 0 | 0 | 0 | 0 | 0 | 0
PV | 9 | 6 | 0 | 0 | 0 | 0 | 0 | 0 | 0 | 0 | 0.4879 | 3.4925 | 2.4337 | 3.3203 | 3.2614 | 1.6425 | 0 | 0 | 0 | 0 | 0 | 0 | 0 | 0 | 0 | 0
PV | 9 | 7 | 0 | 0 | 0 | 0 | 0 | 0 | 0 | 0 | 0.95004 | 3.7647 | 2.6822 | 4.6755 | 3.2591 | 1.7698 | 0.00016915 | 0 | 0 | 0 | 0 | 0 | 0 | 0 | 0 | 0
PV | 9 | 8 | 0 | 0 | 0 | 0 | 0 | 0 | 0 | 0 | 1.6142 | 4.8825 | 3.9623 | 4.921 | 4.4077 | 2.8317 | 0.0073398 | 0 | 0 | 0 | 0 | 0 | 0 | 0 | 0 | 0
PV | 9 | 9 | 0 | 0 | 0 | 0 | 0 | 0 | 0 | 0 | 2.0293 | 5.6352 | 6.6182 | 6.0687 | 5.1842 | 3.1684 | 0 | 0 | 0 | 0 | 0 | 0 | 0 | 0 | 0 | 0
PV | 9 | 10 | 0 | 0 | 0 | 0 | 0 | 0 | 0 | 0 | 0 | 2.2728 | 2.6914 | 3.5233 | 3.1786 | 1.6733 | 0 | 0 | 0 | 0 | 0 | 0 | 0 | 0 | 0 | 0
PV | 9 | 11 | 0 | 0 | 0 | 0 | 0 | 0 | 0 | 0 | 0 | 3.051 | 2.6539 | 3.4862 | 2.9085 | 1.8557 | 0 | 0 | 0 | 0 | 0 | 0 | 0 | 0 | 0 | 0
PV | 10 | 0 | 0 | 0 | 0 | 0 | 0 | 0 | 0 | 0 | 0 | 4.1645 | 0 | 6.1196 | 0 | 4.8337 | 0 | 0 | 0 | 0 | 0 | 0 | 0 | 0 | 0 | 0
PV | 10 | 1 | 0 | 0 | 0 | 0 | 0 | 0 | 0 | 0 | 0 | 3.7092 | 0 | 0.27753 | 0.025567 | 0 | 0 | 0 | 0 | 0 | 0 | 0 | 0 | 0 | 0 | 0
PV | 10 | 2 | 0 | 0 | 0 | 0 | 0 | 0 | 0 | 0 | 0 | 1.9338 | 2.0522 | 3.7829 | 3.4561 | 1.2827 | 0 | 0 | 0 | 0 | 0 | 0 | 0 | 0 | 0 | 0
PV | 10 | 3 | 0 | 0 | 0 | 0 | 0 | 0 | 0 | 0 | 2.44 | 5.6655 | 9.5388 | 6.3518 | 9.9709 | 4.229 | 1.1038 | 0 | 0 | 0 | 0 | 0 | 0 | 0 | 0 | 0
PV | 10 | 4 | 0 | 0 | 0 | 0 | 0 | 0 | 0 | 0 | 2.7716 | 5.6516 | 4.7075 | 5.6692 | 5.1278 | 3.6133 | 0.44 | 1.0347 | 0 | 0 | 0 | 0 | 0 | 0 | 0 | 0
PV | 10 | 5 | 0 | 0 | 0 | 0 | 0 | 0 | 0 | 0 | 1.3057 | 4.1166 | 2.9394 | 3.8444 | 3.41 | 1.9994 | 0 | 0 | 0 | 0 | 0 | 0 | 0 | 0 | 0 | 0
PV | 10 | 6 | 0 | 0 | 0 | 0 | 0 | 0 | 0 | 0 | 0 | 2.7091 | 1.8272 | 2.3835 | 1.9628 | 0.7394 | 0 | 0 | 0 | 0 | 0 | 0 | 0 | 0 | 0 | 0
PV | 10 | 7 | 0 | 0 | 0 | 0 | 0 | 0 | 0 | 0 | 0 | 2.9781 | 1.7344 | 2.9027 | 2.3256 | 0.8576 | 0 | 0 | 0 | 0 | 0 | 0 | 0 | 0 | 0 | 0
PV | 10 | 8 | 0 | 0 | 0 | 0 | 0 | 0 | 0 | 0 | 1.6705 | 4.1198 | 3.042 | 4.0061 | 3.4983 | 1.9458 | 1.0902 | 0 | 0 | 0 | 0 | 0 | 0 | 0 | 0 | 0
PV | 10 | 9 | 0 | 0 | 0 | 0 | 0 | 0 | 0 | 0 | 2.5206 | 4.9782 | 4.3808 | 5.2678 | 4.3934 | 2.3969 | 0.57905 | 0 | 0 | 0 | 0 | 0 | 0 | 0 | 0 | 0
PV | 10 | 10 | 0 | 0 | 0 | 0 | 0 | 0 | 0 | 0 | 0 | 1.6376 | 1.9392 | 2.7701 | 2.4374 | 3.3703 | 0 | 0 | 0 | 0 | 0 | 0 | 0 | 0 | 0 | 0
PV | 10 | 11 | 0 | 0 | 0 | 0 | 0 | 0 | 0 | 0 | 0 | 2.3752 | 1.8523 | 2.6847 | 2.1126 | 0.18161 | 0 | 0 | 0 | 0 | 0 | 0 | 0 | 0 | 0 | 0
PV | 11 | 0 | 0 | 0 | 0 | 0 | 0 | 0 | 0 | 0 | 0 | 3.3787 | 0 | 0 | 0 | 0 | 0 | 0 | 0 | 0 | 0 | 0 | 0 | 0 | 0 | 0
PV | 11 | 1 | 0 | 0 | 0 | 0 | 0 | 0 | 0 | 0 | 0 | 2.9158 | 0 | 4.6631 | 0 | 0 | 0 | 0 | 0 | 0 | 0 | 0 | 0 | 0 | 0 | 0
PV | 11 | 2 | 0 | 0 | 0 | 0 | 0 | 0 | 0 | 0 | 0 | 1.2212 | 1.2011 | 2.9422 | 2.6249 | 0.4724 | 0 | 0 | 0 | 0 | 0 | 0 | 0 | 0 | 0 | 0
PV | 11 | 3 | 0 | 0 | 0 | 0 | 0 | 0 | 0 | 0 | 1.8083 | 9.2017 | 4.5045 | 5.5696 | 9.1952 | 3.4722 | 0.3719 | 0 | 0 | 0 | 0 | 0 | 0 | 0 | 0 | 0
PV | 11 | 4 | 0 | 0 | 0 | 0 | 0 | 0 | 0 | 0 | 2.1192 | 4.9604 | 3.8577 | 4.8275 | 4.2956 | 2.8024 | 0 | 0.2596 | 0 | 0 | 0 | 0 | 0 | 0 | 0 | 0
PV | 11 | 5 | 0 | 0 | 0 | 0 | 0 | 0 | 0 | 0 | 2.1568 | 3.3675 | 2.0267 | 5.8358 | 2.506 | 1.1169 | 0 | 0 | 0 | 0 | 0 | 0 | 0 | 0 | 0 | 0
PV | 11 | 6 | 0 | 0 | 0 | 0 | 0 | 0 | 0 | 0 | 0 | 1.8865 | 0.50592 | 1.3999 | 0.98459 | 0 | 0 | 0 | 0 | 0 | 0 | 0 | 0 | 0 | 0 | 0
PV | 11 | 7 | 0 | 0 | 0 | 0 | 0 | 0 | 0 | 0 | 0 | 2.6134 | 1.3884 | 2.7639 | 1.3455 | 0 | 0 | 0 | 0 | 0 | 0 | 0 | 0 | 0 | 0 | 0
PV | 11 | 8 | 0 | 0 | 0 | 0 | 0 | 0 | 0 | 0 | 0.9001 | 3.319 | 2.0757 | 3.0456 | 4.4384 | 3.0299 | 0 | 0 | 0 | 0 | 0 | 0 | 0 | 0 | 0 | 0
PV | 11 | 9 | 0 | 0 | 0 | 0 | 0 | 0 | 0 | 0 | 0.74336 | 4.2884 | 3.5371 | 4.4268 | 3.5631 | 3.1676 | 0 | 0 | 0 | 0 | 0 | 0 | 0 | 0 | 0 | 0
PV | 11 | 10 | 0 | 0 | 0 | 0 | 0 | 0 | 0 | 0 | 0 | 0.97071 | 1.1493 | 4.891 | 4.3375 | 0.198 | 0 | 0 | 0 | 0 | 0 | 0 | 0 | 0 | 0 | 0
PV | 11 | 11 | 0 | 0 | 0 | 0 | 0 | 0 | 0 | 0 | 0 | 1.1906 | 1.0105 | 1.843 | 1.277 | 0 | 0 | 0 | 0 | 0 | 0 | 0 | 0 | 0 | 0 | 0
PV | 12 | 0 | 0 | 0 | 0 | 0 | 0 | 0 | 0 | 0 | 0 | 0 | 0 | 0 | 0 | 3.0018 | 0 | 0 | 0 | 0 | 0 | 0 | 0 | 0 | 0 | 0
PV | 12 | 1 | 0 | 0 | 0 | 0 | 0 | 0 | 0 | 0 | 0 | 0 | 0 | 0 | 0 | 0 | 0 | 0 | 0 | 0 | 0 | 0 | 0 | 0 | 0 | 0
PV | 12 | 2 | 0 | 0 | 0 | 0 | 0 | 0 | 0 | 0 | 0 | 0.47284 | 0.30736 | 10.0603 | 1.7521 | 0 | 0 | 0 | 0 | 0 | 0 | 0 | 0 | 0 | 0 | 0
PV | 12 | 3 | 0 | 0 | 0 | 0 | 0 | 0 | 0 | 0.77599 | 1.1451 | 4.3151 | 7.919 | 4.7484 | 4.4457 | 6.5733 | 0 | 0 | 0 | 0 | 0 | 0 | 0 | 0 | 0 | 0
PV | 12 | 4 | 0 | 0 | 0 | 0 | 0 | 0 | 0 | 0 | 1.4342 | 4.2346 | 2.9653 | 7.9704 | 3.4219 | 1.9509 | 0 | 0 | 0 | 0 | 0 | 0 | 0 | 0 | 0 | 0
PV | 12 | 5 | 0 | 0 | 0 | 0 | 0 | 0 | 0 | 0 | 0 | 4.6426 | 1.0682 | 1.9801 | 1.5566 | 0.19025 | 0.33525 | 0 | 0 | 0 | 0 | 0 | 0 | 0 | 0 | 0
PV | 12 | 6 | 0 | 0 | 0 | 0 | 0 | 0 | 0 | 0 | 0 | 1.0228 | 0 | 0.36707 | 0.32439 | 0 | 0 | 0 | 0 | 0 | 0 | 0 | 0 | 0 | 0 | 0
PV | 12 | 7 | 0 | 0 | 0 | 0 | 0 | 0 | 0 | 0 | 0 | 1.2849 | 0.34348 | 0.89546 | 0.31636 | 0 | 0 | 0 | 0 | 0 | 0 | 0 | 0 | 0 | 0 | 0
PV | 12 | 8 | 0 | 0 | 0 | 0 | 0 | 0 | 0 | 0 | 0 | 2.4781 | 1.0611 | 2.0369 | 3.4358 | 2.0532 | 0 | 0 | 0 | 0 | 0 | 0 | 0 | 0 | 0 | 0
PV | 12 | 9 | 0 | 0 | 0 | 0 | 0 | 0 | 0 | 0 | 1.1703 | 3.5641 | 2.6512 | 3.5437 | 2.6913 | 0.73641 | 0 | 0 | 0 | 0 | 0 | 0 | 0 | 0 | 0 | 0
PV | 12 | 10 | 0 | 0 | 0 | 0 | 0 | 0 | 0 | 0 | 0 | 0.27044 | 3.3575 | 1.149 | 0.84202 | 0 | 0 | 0 | 0 | 0 | 0 | 0 | 0 | 0 | 0 | 0
PV | 12 | 11 | 0 | 0 | 0 | 0 | 0 | 0 | 0 | 0 | 0 | 0.44555 | 0.66381 | 0.95931 | 1.2641 | 0 | 0 | 0 | 0 | 0 | 0 | 0 | 0 | 0 | 0 | 0
PV | 13 | 0 | 0 | 0 | 0 | 0 | 0 | 0 | 0 | 0 | 0 | 0 | 0 | 0 | 0 | 0 | 0 | 0 | 0 | 0 | 0 | 0 | 0 | 0 | 0 | 0
PV | 13 | 1 | 0 | 0 | 0 | 0 | 0 | 0 | 0 | 0 | 0 | 0 | 1.0506 | 0 | 0 | 1.1056 | 0 | 0 | 0 | 0 | 0 | 0 | 0 | 0 | 0 | 0
PV | 13 | 2 | 0 | 0 | 0 | 0 | 0 | 0 | 0 | 0 | 0 | 0 | 0 | 9.1335 | 0.83566 | 6.5669 | 0 | 0 | 0 | 0 | 0 | 0 | 0 | 0 | 0 | 0
PV | 13 | 3 | 0 | 0 | 0 | 0 | 0 | 0 | 0 | 0 | 0.44869 | 3.5888 | 7.0478 | 3.886 | 3.5904 | 1.8431 | 0 | 0 | 0 | 0 | 0 | 0 | 0 | 0 | 0 | 0
PV | 13 | 4 | 0 | 0 | 0 | 0 | 0 | 0 | 0 | 0 | 3.6423 | 3.4725 | 5.6251 | 3.0159 | 6.8737 | 1.0569 | 2.7781 | 0 | 0 | 0 | 0 | 0 | 0 | 0 | 0 | 0
PV | 13 | 5 | 0 | 0 | 0 | 0 | 0 | 0 | 0 | 0 | 0.61487 | 1.755 | 0.061909 | 3.8783 | 3.4774 | 0 | 0 | 0 | 0 | 0 | 0 | 0 | 0 | 0 | 0 | 0
PV | 13 | 6 | 0 | 0 | 0 | 0 | 0 | 0 | 0 | 0 | 0 | 0.11597 | 0 | 0 | 0 | 0 | 0 | 0 | 0 | 0 | 0 | 0 | 0 | 0 | 0 | 0
PV | 13 | 7 | 0 | 0 | 0 | 0 | 0 | 0 | 0 | 0 | 0 | 0.83556 | 0 | 0.65628 | 0 | 0 | 0 | 0 | 0 | 0 | 0 | 0 | 0 | 0 | 0 | 0
PV | 13 | 8 | 0 | 0 | 0 | 0 | 0 | 0 | 0 | 0 | 0 | 1.5952 | 0 | 0.97788 | 0.488 | 0 | 0 | 0 | 0 | 0 | 0 | 0 | 0 | 0 | 0 | 0
PV | 13 | 9 | 0 | 0 | 0 | 0 | 0 | 0 | 0 | 0 | 0 | 2.8036 | 3.1549 | 2.6165 | 1.776 | 0 | 0 | 0 | 0 | 0 | 0 | 0 | 0 | 0 | 0 | 0
PV | 13 | 10 | 0 | 0 | 0 | 0 | 0 | 0 | 0 | 0 | 0 | 0 | 0 | 3.1888 | 0 | 0.9882 | 0 | 0 | 0 | 0 | 0 | 0 | 0 | 0 | 0 | 0
PV | 13 | 11 | 0 | 0 | 0 | 0 | 0 | 0 | 0 | 0 | 0 | 0 | 0 | 0.031403 | 0 | 0 | 0 | 0 | 0 | 0 | 0 | 0 | 0 | 0 | 0 | 0
PV | 14 | 0 | 0 | 0 | 0 | 0 | 0 | 0 | 0 | 0 | 0 | 0.77743 | 0 | 2.1337 | 2.4016 | 0 | 0 | 0 | 0 | 0 | 0 | 0 | 0 | 0 | 0 | 0
PV | 14 | 1 | 0 | 0 | 0 | 0 | 0 | 0 | 0 | 0 | 0 | 0 | 0 | 1.5829 | 0 | 0 | 0 | 0 | 0 | 0 | 0 | 0 | 0 | 0 | 0 | 0
PV | 14 | 2 | 0 | 0 | 0 | 0 | 0 | 0 | 0 | 0 | 0 | 0 | 0 | 8.1603 | 0 | 0 | 0 | 0 | 0 | 0 | 0 | 0 | 0 | 0 | 0 | 0
PV | 14 | 3 | 0 | 0 | 0 | 0 | 0 | 0 | 0 | 0 | 0 | 2.8263 | 1.889 | 2.9806 | 6.6275 | 4.8628 | 0 | 0 | 0 | 0 | 0 | 0 | 0 | 0 | 0 | 0
PV | 14 | 4 | 0 | 0 | 0 | 0 | 0 | 0 | 0 | 0 | 2.8871 | 2.6724 | 1.0446 | 2.0416 | 1.541 | 4.702 | 0 | 0 | 0 | 0 | 0 | 0 | 0 | 0 | 0 | 0
PV | 14 | 5 | 0 | 0 | 0 | 0 | 0 | 0 | 0 | 0 | 0 | 2.9495 | 0 | 0 | 0 | 1.124 | 0 | 0 | 0 | 0 | 0 | 0 | 0 | 0 | 0 | 0
PV | 14 | 6 | 0 | 0 | 0 | 0 | 0 | 0 | 0 | 0 | 0 | 0 | 0 | 0 | 0 | 0 | 0 | 0 | 0 | 0 | 0 | 0 | 0 | 0 | 0 | 0
PV | 14 | 7 | 0 | 0 | 0 | 0 | 0 | 0 | 0 | 0 | 0 | 0 | 0 | 0 | 0 | 0 | 0 | 0 | 0 | 0 | 0 | 0 | 0 | 0 | 0 | 0
PV | 14 | 8 | 0 | 0 | 0 | 0 | 0 | 0 | 0 | 0 | 0 | 0.66819 | 0.29298 | 0 | 0 | 0 | 0 | 0 | 0 | 0 | 0 | 0 | 0 | 0 | 0 | 0
PV | 14 | 9 | 0 | 0 | 0 | 0 | 0 | 0 | 0 | 0 | 0 | 2.0051 | 0.74438 | 3.268 | 0.8148 | 0 | 0 | 0 | 0 | 0 | 0 | 0 | 0 | 0 | 0 | 0
PV | 14 | 10 | 0 | 0 | 0 | 0 | 0 | 0 | 0 | 0 | 0 | 0 | 0 | 2.2734 | 0 | 0 | 0 | 0 | 0 | 0 | 0 | 0 | 0 | 0 | 0 | 0
PV | 14 | 11 | 0 | 0 | 0 | 0 | 0 | 0 | 0 | 0 | 0 | 0 | 0 | 0 | 0 | 0 | 0 | 0 | 0 | 0 | 0 | 0 | 0 | 0 | 0 | 0
PV | 15 | 0 | 0 | 0 | 0 | 0 | 0 | 0 | 0 | 0 | 0 | 0 | 0 | 0 | 0 | 0 | 0 | 0 | 0 | 0 | 0 | 0 | 0 | 0 | 0 | 0
PV | 15 | 1 | 0 | 0 | 0 | 0 | 0 | 0 | 0 | 0 | 0 | 0 | 0 | 0.45182 | 0.4319 | 0 | 0 | 0 | 0 | 0 | 0 | 0 | 0 | 0 | 0 | 0
PV | 15 | 2 | 0 | 0 | 0 | 0 | 0 | 0 | 0 | 0 | 0 | 0 | 4.587 | 7.1384 | 0 | 4.6439 | 0 | 0 | 0 | 0 | 0 | 0 | 0 | 0 | 0 | 0
PV | 15 | 3 | 0 | 0 | 0 | 0 | 0 | 0 | 0 | 0 | 2.9864 | 6.2206 | 0.92851 | 6.1099 | 1.7496 | 0.046976 | 0 | 0 | 0 | 0 | 0 | 0 | 0 | 0 | 0 | 0
PV | 15 | 4 | 0 | 0 | 0 | 0 | 0 | 0 | 0 | 0 | 2.0941 | 5.0378 | 0.011556 | 5.0452 | 0.52953 | 3.7163 | 0 | 0 | 0 | 0 | 0 | 0 | 0 | 0 | 0 | 0
PV | 15 | 5 | 0 | 0 | 0 | 0 | 0 | 0 | 0 | 0 | 0 | 0 | 0 | 0 | 0 | 0.051238 | 0 | 0 | 0 | 0 | 0 | 0 | 0 | 0 | 0 | 0
PV | 15 | 6 | 0 | 0 | 0 | 0 | 0 | 0 | 0 | 0 | 0 | 0 | 0 | 0 | 0 | 0 | 0 | 0 | 0 | 0 | 0 | 0 | 0 | 0 | 0 | 0
PV | 15 | 7 | 0 | 0 | 0 | 0 | 0 | 0 | 0 | 0 | 0 | 0 | 0 | 0 | 0 | 0 | 0 | 0 | 0 | 0 | 0 | 0 | 0 | 0 | 0 | 0
PV | 15 | 8 | 0 | 0 | 0 | 0 | 0 | 0 | 0 | 0 | 0 | 0 | 0 | 0 | 0 | 0 | 0 | 0 | 0 | 0 | 0 | 0 | 0 | 0 | 0 | 0
PV | 15 | 9 | 0 | 0 | 0 | 0 | 0 | 0 | 0 | 0 | 0 | 2.4086 | 0 | 0.62073 | 0 | 0 | 0 | 0 | 0 | 0 | 0 | 0 | 0 | 0 | 0 | 0
PV | 15 | 10 | 0 | 0 | 0 | 0 | 0 | 0 | 0 | 0 | 0 | 0 | 0 | 0 | 0 | 0 | 0 | 0 | 0 | 0 | 0 | 0 | 0 | 0 | 0 | 0
PV | 15 | 11 | 0 | 0 | 0 | 0 | 0 | 0 | 0 | 0 | 0 | 0 | 0 | 0 | 0 | 0 | 0 | 0 | 0 | 0 | 0 | 0 | 0 | 0 | 0 | 0
PV | 16 | 0 | 0 | 0 | 0 | 0 | 0 | 0 | 0 | 0 | 0 | 0 | 0 | 0 | 0 | 0 | 0 | 0 | 0 | 0 | 0 | 0 | 0 | 0 | 0 | 0
PV | 16 | 1 | 0 | 0 | 0 | 0 | 0 | 0 | 0 | 0 | 0 | 0 | 0 | 0 | 0 | 0 | 0 | 0 | 0 | 0 | 0 | 0 | 0 | 0 | 0 | 0
PV | 16 | 2 | 0 | 0 | 0 | 0 | 0 | 0 | 0 | 0 | 0 | 0 | 0 | 0 | 0 | 0 | 0.21979 | 0 | 0 | 0 | 0 | 0 | 0 | 0 | 0 | 0
PV | 16 | 3 | 0 | 0 | 0 | 0 | 0 | 0 | 0 | 0 | 0 | 1.1849 | 0 | 5.1116 | 4.6946 | 0 | 0 | 0 | 0 | 0 | 0 | 0 | 0 | 0 | 0 | 0
PV | 16 | 4 | 0 | 0 | 0 | 0 | 0 | 0 | 0 | 0 | 1.2614 | 4.1557 | 2.5237 | 0 | 0 | 0 | 0 | 0 | 0 | 0 | 0 | 0 | 0 | 0 | 0 | 0
PV | 16 | 5 | 0 | 0 | 0 | 0 | 0 | 0 | 0 | 0 | 0 | 1.0829 | 0 | 0 | 0.17795 | 0 | 0 | 0 | 0 | 0 | 0 | 0 | 0 | 0 | 0 | 0
PV | 16 | 6 | 0 | 0 | 0 | 0 | 0 | 0 | 0 | 0 | 0 | 0 | 0 | 0 | 0 | 0 | 0 | 0 | 0 | 0 | 0 | 0 | 0 | 0 | 0 | 0
PV | 16 | 7 | 0 | 0 | 0 | 0 | 0 | 0 | 0 | 0 | 0 | 0 | 0 | 0 | 0 | 0 | 0 | 0 | 0 | 0 | 0 | 0 | 0 | 0 | 0 | 0
PV | 16 | 8 | 0 | 0 | 0 | 0 | 0 | 0 | 0 | 0 | 0 | 0 | 0 | 0 | 0 | 0 | 0 | 0 | 0 | 0 | 0 | 0 | 0 | 0 | 0 | 0
PV | 16 | 9 | 0 | 0 | 0 | 0 | 0 | 0 | 0 | 0 | 0 | 0.28626 | 0 | 0 | 0.39672 | 0 | 0 | 0 | 0 | 0 | 0 | 0 | 0 | 0 | 0 | 0
PV | 16 | 10 | 0 | 0 | 0 | 0 | 0 | 0 | 0 | 0 | 0 | 0 | 0 | 0 | 0 | 0 | 0 | 0 | 0 | 0 | 0 | 0 | 0 | 0 | 0 | 0
PV | 16 | 11 | 0 | 0 | 0 | 0 | 0 | 0 | 0 | 0 | 0 | 0 | 0 | 0 | 0 | 0 | 0 | 0 | 0 | 0 | 0 | 0 | 0 | 0 | 0 | 0
PV | 17 | 0 | 0 | 0 | 0 | 0 | 0 | 0 | 0 | 0 | 0 | 0 | 0 | 0 | 0 | 0 | 0 | 0 | 0 | 0 | 0 | 0 | 0 | 0 | 0 | 0
PV | 17 | 1 | 0 | 0 | 0 | 0 | 0 | 0 | 0 | 0 | 0 | 0 | 0 | 0 | 0 | 0 | 0 | 0 | 0 | 0 | 0 | 0 | 0 | 0 | 0 | 0
PV | 17 | 2 | 0 | 0 | 0 | 0 | 0 | 0 | 0 | 0 | 0 | 0 | 2.3601 | 0 | 4.8286 | 0 | 0 | 0 | 0 | 0 | 0 | 0 | 0 | 0 | 0 | 0
PV | 17 | 3 | 0 | 0 | 0 | 0 | 0 | 0 | 0 | 0 | 0 | 0.3021 | 0 | 4.0634 | 3.655 | 1.9626 | 0 | 0 | 0 | 0 | 0 | 0 | 0 | 0 | 0 | 0
PV | 17 | 4 | 0 | 0 | 0 | 0 | 0 | 0 | 0 | 0 | 0 | 3.2294 | 0 | 0 | 2.7216 | 0 | 0 | 0 | 0 | 0 | 0 | 0 | 0 | 0 | 0 | 0
PV | 17 | 5 | 0 | 0 | 0 | 0 | 0 | 0 | 0 | 0 | 0 | 0 | 0 | 0 | 0 | 0 | 0 | 0 | 0 | 0 | 0 | 0 | 0 | 0 | 0 | 0
PV | 17 | 6 | 0 | 0 | 0 | 0 | 0 | 0 | 0 | 0 | 0 | 0 | 0 | 0 | 0 | 0 | 0 | 0 | 0 | 0 | 0 | 0 | 0 | 0 | 0 | 0
PV | 17 | 7 | 0 | 0 | 0 | 0 | 0 | 0 | 0 | 0 | 0 | 0 | 0 | 0 | 0 | 0 | 0 | 0 | 0 | 0 | 0 | 0 | 0 | 0 | 0 | 0
PV | 17 | 8 | 0 | 0 | 0 | 0 | 0 | 0 | 0 | 0 | 0 | 0 | 0 | 0 | 0 | 0 | 0 | 0 | 0 | 0 | 0 | 0 | 0 | 0 | 0 | 0
PV | 17 | 9 | 0 | 0 | 0 | 0 | 0 | 0 | 0 | 0 | 0 | 0 | 0 | 0.045365 | 0 | 0 | 0 | 0 | 0 | 0 | 0 | 0 | 0 | 0 | 0 | 0
PV | 17 | 10 | 0 | 0 | 0 | 0 | 0 | 0 | 0 | 0 | 0 | 0 | 0 | 0 | 0 | 0 | 0 | 0 | 0 | 0 | 0 | 0 | 0 | 0 | 0 | 0
PV | 17 | 11 | 0 | 0 | 0 | 0 | 0 | 0 | 0 | 0 | 0 | 0 | 0 | 0 | 0 | 0 | 0 | 0 | 0 | 0 | 0 | 0 | 0 | 0 | 0 | 0
PV | 18 | 0 | 0 | 0 | 0 | 0 | 0 | 0 | 0 | 0 | 0 | 0 | 0 | 0 | 0 | 0 | 0 | 0 | 0 | 0 | 0 | 0 | 0 | 0 | 0 | 0
PV | 18 | 1 | 0 | 0 | 0 | 0 | 0 | 0 | 0 | 0 | 0 | 0 | 0 | 0 | 0 | 0 | 0 | 0 | 0 | 0 | 0 | 0 | 0 | 0 | 0 | 0
PV | 18 | 2 | 0 | 0 | 0 | 0 | 0 | 0 | 0 | 0 | 0 | 2.1235 | 0 | 0 | 0 | 0 | 0 | 0 | 0 | 0 | 0 | 0 | 0 | 0 | 0 | 0
PV | 18 | 3 | 0 | 0 | 0 | 0 | 0 | 0 | 0 | 0 | 0 | 0 | 0 | 0 | 0 | 0 | 0 | 0 | 0 | 0 | 0 | 0 | 0 | 0 | 0 | 0
PV | 18 | 4 | 0 | 0 | 0 | 0 | 0 | 0 | 0 | 0 | 0 | 2.2568 | 0 | 0 | 1.5507 | 0 | 0 | 0 | 0 | 0 | 0 | 0 | 0 | 0 | 0 | 0
PV | 18 | 5 | 0 | 0 | 0 | 0 | 0 | 0 | 0 | 0 | 0 | 0 | 0 | 0 | 0 | 0 | 0 | 0 | 0 | 0 | 0 | 0 | 0 | 0 | 0 | 0
PV | 18 | 6 | 0 | 0 | 0 | 0 | 0 | 0 | 0 | 0 | 0 | 0 | 0 | 0 | 0 | 0 | 0 | 0 | 0 | 0 | 0 | 0 | 0 | 0 | 0 | 0
PV | 18 | 7 | 0 | 0 | 0 | 0 | 0 | 0 | 0 | 0 | 0 | 0 | 0 | 0 | 0 | 0 | 0 | 0 | 0 | 0 | 0 | 0 | 0 | 0 | 0 | 0
PV | 18 | 8 | 0 | 0 | 0 | 0 | 0 | 0 | 0 | 0 | 0 | 0 | 0 | 0 | 0 | 0 | 0 | 0 | 0 | 0 | 0 | 0 | 0 | 0 | 0 | 0
PV | 18 | 9 | 0 | 0 | 0 | 0 | 0 | 0 | 0 | 0 | 0 | 0 | 0 | 0 | 0 | 0 | 0 | 0 | 0 | 0 | 0 | 0 | 0 | 0 | 0 | 0
PV | 18 | 10 | 0 | 0 | 0 | 0 | 0 | 0 | 0 | 0 | 0 | 0 | 0 | 0 | 0 | 0 | 0 | 0 | 0 | 0 | 0 | 0 | 0 | 0 | 0 | 0
PV | 18 | 11 | 0 | 0 | 0 | 0 | 0 | 0 | 0 | 0 | 0 | 0 | 0 | 0 | 0 | 0 | 0 | 0 | 0 | 0 | 0 | 0 | 0 | 0 | 0 | 0
PV | 19 | 0 | 0 | 0 | 0 | 0 | 0 | 0 | 0 | 0 | 0 | 0 | 0 | 0 | 0 | 0 | 0 | 0 | 0 | 0 | 0 | 0 | 0 | 0 | 0 | 0
PV | 19 | 1 | 0 | 0 | 0 | 0 | 0 | 0 | 0 | 0 | 0 | 0 | 0 | 0 | 0 | 0 | 0 | 0 | 0 | 0 | 0 | 0 | 0 | 0 | 0 | 0
PV | 19 | 2 | 0 | 0 | 0 | 0 | 0 | 0 | 0 | 0 | 0 | 0 | 0 | 0 | 0 | 0 | 0 | 0 | 0 | 0 | 0 | 0 | 0 | 0 | 0 | 0
PV | 19 | 3 | 0 | 0 | 0 | 0 | 0 | 0 | 0 | 0 | 0 | 0 | 0 | 0 | 0 | 0 | 0 | 0 | 0 | 0 | 0 | 0 | 0 | 0 | 0 | 0
PV | 19 | 4 | 0 | 0 | 0 | 0 | 0 | 0 | 0 | 0 | 0 | 0 | 0 | 0 | 0.32116 | 0 | 0 | 0 | 0 | 0 | 0 | 0 | 0 | 0 | 0 | 0
PV | 19 | 5 | 0 | 0 | 0 | 0 | 0 | 0 | 0 | 0 | 0 | 0 | 0 | 0 | 0 | 0 | 0 | 0 | 0 | 0 | 0 | 0 | 0 | 0 | 0 | 0
PV | 19 | 6 | 0 | 0 | 0 | 0 | 0 | 0 | 0 | 0 | 0 | 0 | 0 | 0 | 0 | 0 | 0 | 0 | 0 | 0 | 0 | 0 | 0 | 0 | 0 | 0
PV | 19 | 7 | 0 | 0 | 0 | 0 | 0 | 0 | 0 | 0 | 0 | 0 | 0 | 0 | 0 | 0 | 0 | 0 | 0 | 0 | 0 | 0 | 0 | 0 | 0 | 0
PV | 19 | 8 | 0 | 0 | 0 | 0 | 0 | 0 | 0 | 0 | 0 | 0 | 0 | 0 | 0 | 0 | 0 | 0 | 0 | 0 | 0 | 0 | 0 | 0 | 0 | 0
PV | 19 | 9 | 0 | 0 | 0 | 0 | 0 | 0 | 0 | 0 | 0 | 0 | 0 | 0 | 0 | 0 | 0 | 0 | 0 | 0 | 0 | 0 | 0 | 0 | 0 | 0
PV | 19 | 10 | 0 | 0 | 0 | 0 | 0 | 0 | 0 | 0 | 0 | 0 | 0 | 0 | 0 | 0 | 0 | 0 | 0 | 0 | 0 | 0 | 0 | 0 | 0 | 0
PV | 19 | 11 | 0 | 0 | 0 | 0 | 0 | 0 | 0 | 0 | 0 | 0 | 0 | 0 | 0 | 0 | 0 | 0 | 0 | 0 | 0 | 0 | 0 | 0 | 0 | 0
Wind | 0 | 0 | 0 | 0 | 0 | 0 | 0 | 0 | 0 | 0 | 0 | 0 | 0 | 0 | 0 | 0 | 0 | 0 | 0 | 0 | 0 | 0 | 0 | 0 | 0 | 0
Wind | 0 | 1 | 0 | 0 | 0 | 0 | 0 | 0 | 0 | 0 | 0 | 0 | 0 | 0 | 0 | 0 | 0 | 0 | 0 | 0 | 0 | 0 | 0 | 0 | 0 | 0
Wind | 0 | 2 | 0 | 0 | 0 | 0 | 0 | 0 | 0 | 0 | 0 | 0 | 0 | 0 | 0 | 0 | 0 | 0 | 0 | 0 | 0 | 0 | 0 | 0 | 0 | 0
Wind | 0 | 3 | 0 | 0 | 0 | 0 | 0 | 0 | 0 | 0 | 0 | 0 | 0 | 0 | 0 | 0 | 0 | 0 | 0 | 0 | 0 | 0 | 0 | 0 | 0 | 0
Wind | 0 | 4 | 0 | 0 | 0 | 0 | 0 | 0 | 0 | 0 | 0 | 0 | 0 | 0 | 0 | 0 | 0 | 0 | 0 | 0 | 0 | 0 | 0 | 0 | 0 | 0
Wind | 0 | 5 | 0 | 0 | 0 | 0 | 0 | 0 | 0 | 0 | 0 | 0 | 0 | 0 | 0 | 0 | 0 | 0 | 0 | 0 | 0 | 0 | 0 | 0 | 0 | 0
Wind | 0 | 6 | 0 | 0 | 0 | 0 | 0 | 0 | 0 | 0 | 0 | 0 | 0 | 0 | 0 | 0 | 0 | 0 | 0 | 0 | 0 | 0 | 0 | 0 | 0 | 0
Wind | 0 | 7 | 0 | 0 | 0 | 0 | 0 | 0 | 0 | 0 | 0 | 0 | 0 | 0 | 0 | 0 | 0 | 0 | 0 | 0 | 0 | 0 | 0 | 0 | 0 | 0
Wind | 0 | 8 | 0 | 0 | 0 | 0 | 0 | 0 | 0 | 0 | 0 | 0 | 0 | 0 | 0 | 0 | 0 | 0 | 0 | 0 | 0 | 0 | 0 | 0 | 0 | 0
Wind | 0 | 9 | 0 | 0 | 0 | 0 | 0 | 0 | 0 | 0 | 0 | 0 | 0 | 0 | 0 | 0 | 0 | 0 | 0 | 0 | 0 | 0 | 0 | 0 | 0 | 0
Wind | 0 | 10 | 0 | 0 | 0 | 0 | 0 | 0 | 0 | 0 | 0 | 0 | 0 | 0 | 0 | 0 | 0 | 0 | 0 | 0 | 0 | 0 | 0 | 0 | 0 | 0
Wind | 0 | 11 | 0 | 0 | 0 | 0 | 0 | 0 | 0 | 0 | 0 | 0 | 0 | 0 | 0 | 0 | 0 | 0 | 0 | 0 | 0 | 0 | 0 | 0 | 0 | 0
Wind | 1 | 0 | 0 | 0 | 0 | 0 | 0 | 0 | 0 | 0.43613 | 0 | 0 | 0 | 7.0516 | 7.4806 | 7.75 | 0 | 1.3863 | 0 | 0 | 0 | 0 | 0 | 0 | 0 | 0
Wind | 1 | 1 | 0 | 0 | 0 | 0 | 0 | 0 | 0 | 0.15471 | 4.3027 | 4.6107 | 5.0812 | 0 | 5.4857 | 5.5643 | 0 | 0.84249 | 0 | 0 | 0 | 0 | 0 | 0 | 0 | 0
Wind | 1 | 2 | 0 | 0 | 0 | 0 | 0 | 0 | 0 | 3.7266 | 6.079 | 6.9952 | 7.2379 | 8.0008 | 8.1403 | 7.8387 | 7.5815 | 6.4934 | 0.92636 | 0 | 0 | 0 | 0 | 0 | 0 | 0
Wind | 1 | 3 | 0 | 0 | 0.14013 | 0.26443 | 0.11535 | 0 | 2.1945 | 4.1708 | 4.0367 | 4.195 | 4.2442 | 4.08 | 3.935 | 0 | 0 | 3.695 | 0 | 0 | 0 | 0 | 0 | 0 | 0 | 0
Wind | 1 | 4 | 0 | 0 | 0 | 0 | 0 | 0 | 1.1065 | 2.8492 | 0 | 3.2056 | 3.5968 | 4.0266 | 4.3694 | 0 | 0 | 0 | 1.4124 | 0 | 0 | 0 | 0 | 0 | 0 | 0
Wind | 1 | 5 | 0 | 0 | 0 | 0 | 0 | 0 | 0 | 1.2008 | 1.5675 | 2.0617 | 2.5925 | 2.9008 | 2.9175 | 0 | 2.8292 | 2.7417 | 0 | 0 | 0 | 0 | 0 | 0 | 0 | 0
Wind | 1 | 6 | 0 | 0 | 0 | 0 | 0 | 0 | 0 | 0.14677 | 0.13387 | 0.20242 | 0.33387 | 0.39516 | 0.36694 | 0.35323 | 0.35242 | 0.39355 | 0 | 0 | 0 | 0 | 0 | 0 | 0 | 0
Wind | 1 | 7 | 0 | 0 | 0 | 0 | 0 | 0 | 0 | 0.27742 | 0.38387 | 0.46129 | 0.64919 | 0.84032 | 0 | 1.0089 | 1.0718 | 1.1758 | 0 | 0 | 0 | 0 | 0 | 0 | 0 | 0
Wind | 1 | 8 | 0 | 0 | 0 | 0 | 0 | 0 | 0 | 0.51417 | 0 | 1.0742 | 1.4158 | 1.6817 | 1.895 | 2.0142 | 1.9325 | 1.7517 | 0 | 0 | 0 | 0 | 0 | 0 | 0 | 0
Wind | 1 | 9 | 0 | 0 | 0 | 0 | 0 | 0 | 0 | 0.98507 | 1.1185 | 1.2419 | 0 | 1.625 | 1.6508 | 1.5806 | 1.4637 | 1.3087 | 0 | 0 | 0 | 0 | 0 | 0 | 0 | 0
Wind | 1 | 10 | 0 | 0 | 0 | 0 | 0 | 0 | 0 | 0.088099 | 3.165 | 3.0433 | 0 | 0 | 0 | 2.4167 | 2.045 | 0 | 0 | 0 | 0 | 0 | 0 | 0 | 0 | 0
Wind | 1 | 11 | 0 | 0 | 0 | 0 | 0 | 0 | 0 | 0 | 0.5129 | 0 | 0.5371 | 0.70645 | 0.86452 | 0 | 0.96935 | 0 | 0 | 0 | 0 | 0 | 0 | 0 | 0 | 0
Wind | 2 | 0 | 0 | 0 | 0 | 0 | 0 | 0 | 0 | 0 | 4.7599 | 6.2613 | 0 | 0 | 7.4806 | 0 | 6.9307 | 0.83628 | 0 | 0 | 0 | 0 | 0 | 0 | 0 | 0
Wind | 2 | 1 | 0 | 0 | 0 | 0 | 0 | 0 | 0 | 0 | 4.3027 | 4.6107 | 5.0812 | 0 | 5.4857 | 0 | 0 | 0.29288 | 0 | 0 | 0 | 0 | 0 | 0 | 0 | 0
Wind | 2 | 2 | 0 | 0 | 0 | 0 | 0 | 0 | 0 | 3.2921 | 6.079 | 6.9952 | 7.2379 | 8.0008 | 8.1403 | 7.8387 | 0 | 5.995 | 0.45509 | 0 | 0 | 0 | 0 | 0 | 0 | 0
Wind | 2 | 3 | 0 | 0 | 0 | 0 | 0 | 0 | 1.8554 | 0 | 4.0367 | 4.195 | 4.2442 | 4.08 | 3.935 | 3.8958 | 3.8658 | 3.695 | 0 | 0 | 0 | 0 | 0 | 0 | 0 | 0
Wind | 2 | 4 | 0 | 0 | 0 | 0 | 0 | 0 | 0.75769 | 2.8492 | 2.9274 | 3.2056 | 0 | 4.0266 | 4.3694 | 0 | 4.8331 | 4.9105 | 0.94223 | 0 | 0 | 0 | 0 | 0 | 0 | 0
Wind | 2 | 5 | 0 | 0 | 0 | 0 | 0 | 0 | 0 | 0 | 1.5675 | 2.0617 | 2.5925 | 2.9008 | 2.9175 | 2.9283 | 2.8292 | 2.7417 | 0 | 0 | 0 | 0 | 0 | 0 | 0 | 0
Wind | 2 | 6 | 0 | 0 | 0 | 0 | 0 | 0 | 0 | 0.14677 | 0.13387 | 0.20242 | 0.33387 | 0.39516 | 0.36694 | 0 | 0.35242 | 0.13995 | 0 | 0 | 0 | 0 | 0 | 0 | 0 | 0
Wind | 2 | 7 | 0 | 0 | 0 | 0 | 0 | 0 | 0 | 0.27742 | 0.38387 | 0.46129 | 0.64919 | 0.84032 | 0 | 1.0089 | 1.0718 | 0 | 0 | 0 | 0 | 0 | 0 | 0 | 0 | 0
Wind | 2 | 8 | 0 | 0 | 0 | 0 | 0 | 0 | 0 | 0.51417 | 0.79 | 1.0742 | 0 | 0 | 1.895 | 2.0142 | 1.9325 | 1.7168 | 0 | 0 | 0 | 0 | 0 | 0 | 0 | 0
Wind | 2 | 9 | 0 | 0 | 0 | 0 | 0 | 0 | 0 | 0.57243 | 1.1185 | 1.2419 | 0 | 0 | 0 | 1.5806 | 1.4637 | 0.81061 | 0 | 0 | 0 | 0 | 0 | 0 | 0 | 0
Wind | 2 | 10 | 0 | 0 | 0 | 0 | 0 | 0 | 0 | 0 | 0 | 3.0433 | 0 | 0 | 2.6783 | 2.4167 | 2.045 | 0 | 0 | 0 | 0 | 0 | 0 | 0 | 0 | 0
Wind | 2 | 11 | 0 | 0 | 0 | 0 | 0 | 0 | 0 | 0 | 0.5129 | 0.475 | 0.5371 | 0 | 0.86452 | 0.9 | 0.96935 | 0 | 0 | 0 | 0 | 0 | 0 | 0 | 0 | 0
Wind | 3 | 0 | 0 | 0 | 0 | 0 | 0 | 0 | 0 | 0 | 4.2407 | 6.2613 | 6.6685 | 7.0516 | 7.4806 | 7.75 | 6.3463 | 0.2588 | 0 | 0 | 0 | 0 | 0 | 0 | 0 | 0
Wind | 3 | 1 | 0 | 0 | 0 | 0 | 0 | 0 | 0 | 0 | 4.0153 | 4.6107 | 0 | 0 | 0 | 5.5643 | 0 | 0 | 0 | 0 | 0 | 0 | 0 | 0 | 0 | 0
Wind | 3 | 2 | 0 | 0 | 0 | 0 | 0 | 0 | 0 | 2.8359 | 0 | 6.9952 | 7.2379 | 8.0008 | 8.1403 | 7.8387 | 7.5815 | 5.4718 | 0 | 0 | 0 | 0 | 0 | 0 | 0 | 0
Wind | 3 | 3 | 0 | 0 | 0 | 0 | 0 | 0 | 1.4994 | 4.1708 | 4.0367 | 4.195 | 0 | 4.08 | 0 | 3.8958 | 0 | 3.695 | 0 | 0 | 0 | 0 | 0 | 0 | 0 | 0
Wind | 3 | 4 | 0 | 0 | 0 | 0 | 0 | 0 | 0.39143 | 2.8492 | 2.9274 | 3.2056 | 3.5968 | 4.0266 | 0 | 0 | 4.8331 | 4.9105 | 0.44853 | 0 | 0 | 0 | 0 | 0 | 0 | 0
Wind | 3 | 5 | 0 | 0 | 0 | 0 | 0 | 0 | 0 | 1.2008 | 1.5675 | 0 | 2.5925 | 0 | 2.9175 | 2.9283 | 2.8292 | 2.7417 | 0 | 0 | 0 | 0 | 0 | 0 | 0 | 0
Wind | 3 | 6 | 0 | 0 | 0 | 0 | 0 | 0 | 0 | 0 | 0.13387 | 0.20242 | 0.33387 | 0.39516 | 0.36694 | 0.35323 | 0.35242 | 0 | 0 | 0 | 0 | 0 | 0 | 0 | 0 | 0
Wind | 3 | 7 | 0 | 0 | 0 | 0 | 0 | 0 | 0 | 0 | 0 | 0.46129 | 0.64919 | 0.84032 | 0.93629 | 1.0089 | 1.0718 | 0 | 0 | 0 | 0 | 0 | 0 | 0 | 0 | 0
Wind | 3 | 8 | 0 | 0 | 0 | 0 | 0 | 0 | 0 | 0.51417 | 0.79 | 1.0742 | 1.4158 | 1.6817 | 1.895 | 0 | 0 | 1.1207 | 0 | 0 | 0 | 0 | 0 | 0 | 0 | 0
Wind | 3 | 9 | 0 | 0 | 0 | 0 | 0 | 0 | 0 | 0.13915 | 1.1185 | 1.2419 | 0 | 1.625 | 1.6508 | 0 | 1.4637 | 0.28757 | 0 | 0 | 0 | 0 | 0 | 0 | 0 | 0
Wind | 3 | 10 | 0 | 0 | 0 | 0 | 0 | 0 | 0 | 0 | 0 | 0 | 0 | 2.9117 | 2.6783 | 2.4167 | 2.045 | 0 | 0 | 0 | 0 | 0 | 0 | 0 | 0 | 0
Wind | 3 | 11 | 0 | 0 | 0 | 0 | 0 | 0 | 0 | 0 | 0.5129 | 0.475 | 0.5371 | 0.70645 | 0.86452 | 0.9 | 0.96935 | 0 | 0 | 0 | 0 | 0 | 0 | 0 | 0 | 0
Wind | 4 | 0 | 0 | 0 | 0 | 0 | 0 | 0 | 0 | 0 | 3.6957 | 6.2613 | 6.6685 | 7.0516 | 7.4806 | 7.75 | 0 | 0 | 0 | 0 | 0 | 0 | 0 | 0 | 0 | 0
Wind | 4 | 1 | 0 | 0 | 0 | 0 | 0 | 0 | 0 | 0 | 3.4593 | 4.6107 | 5.0812 | 5.3161 | 5.4857 | 5.5643 | 4.3995 | 0 | 0 | 0 | 0 | 0 | 0 | 0 | 0 | 0
Wind | 4 | 2 | 0 | 0 | 0 | 0 | 0 | 0 | 0 | 2.3569 | 6.079 | 0 | 7.2379 | 0 | 8.1403 | 0 | 7.5815 | 4.9224 | 0 | 0 | 0 | 0 | 0 | 0 | 0 | 0
Wind | 4 | 3 | 0 | 0 | 0 | 0 | 0 | 0 | 1.1256 | 4.1708 | 4.0367 | 0 | 0 | 0 | 0 | 3.8958 | 0 | 3.695 | 0 | 0 | 0 | 0 | 0 | 0 | 0 | 0
Wind | 4 | 4 | 0 | 0 | 0 | 0 | 0 | 0 | 0.0068436 | 0 | 2.9274 | 0 | 3.5968 | 0 | 4.3694 | 4.5839 | 0 | 4.9105 | 0 | 0 | 0 | 0 | 0 | 0 | 0 | 0
Wind | 4 | 5 | 0 | 0 | 0 | 0 | 0 | 0 | 0 | 1.2008 | 1.5675 | 2.0617 | 2.5925 | 0 | 0 | 2.9283 | 0 | 2.1578 | 0 | 0 | 0 | 0 | 0 | 0 | 0 | 0
Wind | 4 | 6 | 0 | 0 | 0 | 0 | 0 | 0 | 0 | 0 | 0.13387 | 0.20242 | 0 | 0.39516 | 0.36694 | 0.35323 | 0.35242 | 0 | 0 | 0 | 0 | 0 | 0 | 0 | 0 | 0
Wind | 4 | 7 | 0 | 0 | 0 | 0 | 0 | 0 | 0 | 0 | 0.38387 | 0.46129 | 0.64919 | 0 | 0.93629 | 1.0089 | 1.0718 | 0 | 0 | 0 | 0 | 0 | 0 | 0 | 0 | 0
Wind | 4 | 8 | 0 | 0 | 0 | 0 | 0 | 0 | 0 | 0.050943 | 0.79 | 0 | 1.4158 | 0 | 0 | 2.0142 | 1.9325 | 0.4948 | 0 | 0 | 0 | 0 | 0 | 0 | 0 | 0
Wind | 4 | 9 | 0 | 0 | 0 | 0 | 0 | 0 | 0 | 0 | 0 | 1.2419 | 0 | 1.625 | 1.6508 | 0 | 1.4637 | 0 | 0 | 0 | 0 | 0 | 0 | 0 | 0 | 0
Wind | 4 | 10 | 0 | 0 | 0 | 0 | 0 | 0 | 0 | 0 | 3.165 | 3.0433 | 3.0375 | 0 | 0 | 0 | 2.045 | 0 | 0 | 0 | 0 | 0 | 0 | 0 | 0 | 0
Wind | 4 | 11 | 0 | 0 | 0 | 0 | 0 | 0 | 0 | 0 | 0.5129 | 0 | 0 | 0.70645 | 0 | 0 | 0.96935 | 0 | 0 | 0 | 0 | 0 | 0 | 0 | 0 | 0
Wind | 5 | 0 | 0 | 0 | 0 | 0 | 0 | 0 | 0 | 0 | 3.1234 | 6.2613 | 6.6685 | 0 | 7.4806 | 7.75 | 5.0882 | 0 | 0 | 0 | 0 | 0 | 0 | 0 | 0 | 0
Wind | 5 | 1 | 0 | 0 | 0 | 0 | 0 | 0 | 0 | 0 | 2.8755 | 4.6107 | 5.0812 | 5.3161 | 5.4857 | 5.5643 | 3.754 | 0 | 0 | 0 | 0 | 0 | 0 | 0 | 0 | 0
Wind | 5 | 2 | 0 | 0 | 0 | 0 | 0 | 0 | 0 | 1.8539 | 6.079 | 0 | 7.2379 | 8.0008 | 0 | 7.8387 | 0 | 4.3455 | 0 | 0 | 0 | 0 | 0 | 0 | 0 | 0
Wind | 5 | 3 | 0 | 0 | 0 | 0 | 0 | 0 | 0.73304 | 4.1708 | 4.0367 | 4.195 | 0 | 4.08 | 3.935 | 3.8958 | 3.8658 | 3.4186 | 0 | 0 | 0 | 0 | 0 | 0 | 0 | 0
Wind | 5 | 4 | 0 | 0 | 0 | 0 | 0 | 0 | 0 | 2.8492 | 0 | 3.2056 | 0 | 4.0266 | 4.3694 | 0 | 4.8331 | 4.3905 | 0 | 0 | 0 | 0 | 0 | 0 | 0 | 0
Wind | 5 | 5 | 0 | 0 | 0 | 0 | 0 | 0 | 0 | 1.1785 | 1.5675 | 2.0617 | 2.5925 | 0 | 2.9175 | 0 | 2.8292 | 1.5281 | 0 | 0 | 0 | 0 | 0 | 0 | 0 | 0
Wind | 5 | 6 | 0 | 0 | 0 | 0 | 0 | 0 | 0 | 0 | 0.13387 | 0.20242 | 0.33387 | 0 | 0.36694 | 0.35323 | 0.35242 | 0 | 0 | 0 | 0 | 0 | 0 | 0 | 0 | 0
Wind | 5 | 7 | 0 | 0 | 0 | 0 | 0 | 0 | 0 | 0 | 0.38387 | 0.46129 | 0.64919 | 0.84032 | 0 | 1.0089 | 1.0718 | 0 | 0 | 0 | 0 | 0 | 0 | 0 | 0 | 0
Wind | 5 | 8 | 0 | 0 | 0 | 0 | 0 | 0 | 0 | 0 | 0.79 | 0 | 1.4158 | 1.6817 | 1.895 | 0 | 1.9325 | 0 | 0 | 0 | 0 | 0 | 0 | 0 | 0 | 0
Wind | 5 | 9 | 0 | 0 | 0 | 0 | 0 | 0 | 0 | 0 | 1.1185 | 0 | 0 | 1.625 | 1.6508 | 1.5806 | 1.4637 | 0 | 0 | 0 | 0 | 0 | 0 | 0 | 0 | 0
Wind | 5 | 10 | 0 | 0 | 0 | 0 | 0 | 0 | 0 | 0 | 3.165 | 0 | 3.0375 | 2.9117 | 0 | 0 | 2.045 | 0 | 0 | 0 | 0 | 0 | 0 | 0 | 0 | 0
Wind | 5 | 11 | 0 | 0 | 0 | 0 | 0 | 0 | 0 | 0 | 0.5129 | 0.475 | 0.5371 | 0 | 0.86452 | 0.9 | 0.6404 | 0 | 0 | 0 | 0 | 0 | 0 | 0 | 0 | 0
Wind | 6 | 0 | 0 | 0 | 0 | 0 | 0 | 0 | 0 | 0 | 0 | 6.2613 | 0 | 7.0516 | 0 | 7.75 | 0 | 0 | 0 | 0 | 0 | 0 | 0 | 0 | 0 | 0
Wind | 6 | 1 | 0 | 0 | 0 | 0 | 0 | 0 | 0 | 0 | 2.2626 | 0 | 5.0812 | 5.3161 | 5.4857 | 0 | 3.0762 | 0 | 0 | 0 | 0 | 0 | 0 | 0 | 0 | 0
Wind | 6 | 2 | 0 | 0 | 0 | 0 | 0 | 0 | 0 | 0 | 0 | 6.9952 | 7.2379 | 8.0008 | 0 | 0 | 0 | 3.7398 | 0 | 0 | 0 | 0 | 0 | 0 | 0 | 0
Wind | 6 | 3 | 0 | 0 | 0 | 0 | 0 | 0 | 0 | 4.146 | 4.0367 | 0 | 4.2442 | 4.08 | 3.935 | 0 | 0 | 2.8553 | 0 | 0 | 0 | 0 | 0 | 0 | 0 | 0
Wind | 6 | 4 | 0 | 0 | 0 | 0 | 0 | 0 | 0 | 2.8492 | 2.9274 | 0 | 0 | 4.0266 | 0 | 4.5839 | 4.8331 | 3.7832 | 0 | 0 | 0 | 0 | 0 | 0 | 0 | 0
Wind | 6 | 5 | 0 | 0 | 0 | 0 | 0 | 0 | 0 | 0.6337 | 0 | 0 | 2.5925 | 2.9008 | 0 | 2.9283 | 2.8292 | 0 | 0 | 0 | 0 | 0 | 0 | 0 | 0 | 0
Wind | 6 | 6 | 0 | 0 | 0 | 0 | 0 | 0 | 0 | 0 | 0.13387 | 0.20242 | 0.33387 | 0.39516 | 0 | 0.35323 | 0.35242 | 0 | 0 | 0 | 0 | 0 | 0 | 0 | 0 | 0
Wind | 6 | 7 | 0 | 0 | 0 | 0 | 0 | 0 | 0 | 0 | 0.38387 | 0 | 0.64919 | 0 | 0.93629 | 0 | 1.0718 | 0 | 0 | 0 | 0 | 0 | 0 | 0 | 0 | 0
Wind | 6 | 8 | 0 | 0 | 0 | 0 | 0 | 0 | 0 | 0 | 0.79 | 1.0742 | 0 | 0 | 1.895 | 2.0142 | 1.9325 | 0 | 0 | 0 | 0 | 0 | 0 | 0 | 0 | 0
Wind | 6 | 9 | 0 | 0 | 0 | 0 | 0 | 0 | 0 | 0 | 0 | 0 | 1.4339 | 1.625 | 1.6508 | 1.5806 | 1.4637 | 0 | 0 | 0 | 0 | 0 | 0 | 0 | 0 | 0
Wind | 6 | 10 | 0 | 0 | 0 | 0 | 0 | 0 | 0 | 0 | 0 | 3.0433 | 3.0375 | 2.9117 | 2.6783 | 2.4167 | 2.045 | 0 | 0 | 0 | 0 | 0 | 0 | 0 | 0 | 0
Wind | 6 | 11 | 0 | 0 | 0 | 0 | 0 | 0 | 0 | 0 | 0.51274 | 0.475 | 0.5371 | 0.70645 | 0 | 0.9 | 0.031264 | 0 | 0 | 0 | 0 | 0 | 0 | 0 | 0 | 0
Wind | 7 | 0 | 0 | 0 | 0 | 0 | 0 | 0 | 0 | 0 | 1.8914 | 0 | 6.6685 | 7.0516 | 0 | 7.2671 | 3.7012 | 0 | 0 | 0 | 0 | 0 | 0 | 0 | 0 | 0
Wind | 7 | 1 | 0 | 0 | 0 | 0 | 0 | 0 | 0 | 0 | 1.6189 | 4.6107 | 5.0812 | 5.3161 | 5.4857 | 5.5643 | 2.3646 | 0 | 0 | 0 | 0 | 0 | 0 | 0 | 0 | 0
Wind | 7 | 2 | 0 | 0 | 0 | 0 | 0 | 0 | 0 | 0.77118 | 5.8842 | 0 | 7.2379 | 0 | 8.1403 | 7.8387 | 7.5815 | 3.1038 | 0 | 0 | 0 | 0 | 0 | 0 | 0 | 0
Wind | 7 | 3 | 0 | 0 | 0 | 0 | 0 | 0 | 0 | 3.6505 | 4.0367 | 0 | 0 | 0 | 0 | 3.8958 | 0 | 2.2638 | 0 | 0 | 0 | 0 | 0 | 0 | 0 | 0
Wind | 7 | 4 | 0 | 0 | 0 | 0 | 0 | 0 | 0 | 2.8027 | 2.9274 | 0 | 0 | 4.0266 | 0 | 4.5839 | 4.8331 | 3.1455 | 0 | 0 | 0 | 0 | 0 | 0 | 0 | 0
Wind | 7 | 5 | 0 | 0 | 0 | 0 | 0 | 0 | 0 | 0 | 1.5675 | 2.0617 | 2.5925 | 0 | 0 | 2.9283 | 0 | 0.17273 | 0 | 0 | 0 | 0 | 0 | 0 | 0 | 0
Wind | 7 | 6 | 0 | 0 | 0 | 0 | 0 | 0 | 0 | 0 | 0.13387 | 0 | 0.33387 | 0.39516 | 0 | 0.35323 | 0.35242 | 0 | 0 | 0 | 0 | 0 | 0 | 0 | 0 | 0
Wind | 7 | 7 | 0 | 0 | 0 | 0 | 0 | 0 | 0 | 0 | 0.38387 | 0.46129 | 0.64919 | 0.84032 | 0.93629 | 1.0089 | 1.0718 | 0 | 0 | 0 | 0 | 0 | 0 | 0 | 0 | 0
Wind | 7 | 8 | 0 | 0 | 0 | 0 | 0 | 0 | 0 | 0 | 0.79 | 1.0742 | 1.4158 | 0 | 1.895 | 2.0142 | 1.9325 | 0 | 0 | 0 | 0 | 0 | 0 | 0 | 0 | 0
Wind | 7 | 9 | 0 | 0 | 0 | 0 | 0 | 0 | 0 | 0 | 1.1185 | 1.2419 | 1.4339 | 1.625 | 1.6508 | 1.5806 | 1.4637 | 0 | 0 | 0 | 0 | 0 | 0 | 0 | 0 | 0
Wind | 7 | 10 | 0 | 0 | 0 | 0 | 0 | 0 | 0 | 0 | 2.721 | 3.0433 | 0 | 2.9117 | 0 | 2.4167 | 1.8252 | 0 | 0 | 0 | 0 | 0 | 0 | 0 | 0 | 0
Wind | 7 | 11 | 0 | 0 | 0 | 0 | 0 | 0 | 0 | 0 | 0 | 0 | 0.5371 | 0.70645 | 0 | 0.9 | 0 | 0 | 0 | 0 | 0 | 0 | 0 | 0 | 0 | 0
Wind | 8 | 0 | 0 | 0 | 0 | 0 | 0 | 0 | 0 | 0 | 1.2289 | 5.6257 | 0 | 7.0516 | 7.4806 | 0 | 2.9553 | 0 | 0 | 0 | 0 | 0 | 0 | 0 | 0 | 0
Wind | 8 | 1 | 0 | 0 | 0 | 0 | 0 | 0 | 0 | 0 | 0 | 4.6107 | 5.0812 | 5.3161 | 0 | 0 | 0 | 0 | 0 | 0 | 0 | 0 | 0 | 0 | 0 | 0
Wind | 8 | 2 | 0 | 0 | 0 | 0 | 0 | 0 | 0 | 0.1889 | 5.2904 | 6.9952 | 0 | 0 | 8.1403 | 7.8387 | 7.0437 | 2.436 | 0 | 0 | 0 | 0 | 0 | 0 | 0 | 0
Wind | 8 | 3 | 0 | 0 | 0 | 0 | 0 | 0 | 0 | 3.1303 | 0 | 4.195 | 4.2442 | 4.08 | 0 | 0 | 3.8658 | 1.6428 | 0 | 0 | 0 | 0 | 0 | 0 | 0 | 0
Wind | 8 | 4 | 0 | 0 | 0 | 0 | 0 | 0 | 0 | 2.2582 | 0 | 3.2056 | 3.5968 | 4.0266 | 4.3694 | 0 | 0 | 2.476 | 0 | 0 | 0 | 0 | 0 | 0 | 0 | 0
Wind | 8 | 5 | 0 | 0 | 0 | 0 | 0 | 0 | 0 | 0 | 0 | 2.0617 | 2.5925 | 2.9008 | 2.9175 | 2.9283 | 2.8292 | 0 | 0 | 0 | 0 | 0 | 0 | 0 | 0 | 0
Wind | 8 | 6 | 0 | 0 | 0 | 0 | 0 | 0 | 0 | 0 | 0.13387 | 0.20242 | 0 | 0 | 0.36694 | 0.35323 | 0.07261 | 0 | 0 | 0 | 0 | 0 | 0 | 0 | 0 | 0
Wind | 8 | 7 | 0 | 0 | 0 | 0 | 0 | 0 | 0 | 0 | 0.38387 | 0.46129 | 0.64919 | 0 | 0.93629 | 1.0089 | 0.84825 | 0 | 0 | 0 | 0 | 0 | 0 | 0 | 0 | 0
Wind | 8 | 8 | 0 | 0 | 0 | 0 | 0 | 0 | 0 | 0 | 0.79 | 1.0742 | 1.4158 | 1.6817 | 1.895 | 2.0142 | 1.9325 | 0 | 0 | 0 | 0 | 0 | 0 | 0 | 0 | 0
Wind | 8 | 9 | 0 | 0 | 0 | 0 | 0 | 0 | 0 | 0 | 0 | 1.2419 | 1.4339 | 1.625 | 1.6508 | 1.5806 | 1.4637 | 0 | 0 | 0 | 0 | 0 | 0 | 0 | 0 | 0
Wind | 8 | 10 | 0 | 0 | 0 | 0 | 0 | 0 | 0 | 0 | 2.1729 | 0 | 3.0375 | 0 | 2.6783 | 0 | 1.1883 | 0 | 0 | 0 | 0 | 0 | 0 | 0 | 0 | 0
Wind | 8 | 11 | 0 | 0 | 0 | 0 | 0 | 0 | 0 | 0 | 0 | 0.475 | 0.5371 | 0.70645 | 0.86452 | 0.9 | 0 | 0 | 0 | 0 | 0 | 0 | 0 | 0 | 0 | 0
Wind | 9 | 0 | 0 | 0 | 0 | 0 | 0 | 0 | 0 | 0 | 0.53324 | 4.9129 | 5.3429 | 7.0003 | 7.181 | 5.6847 | 2.172 | 0 | 0 | 0 | 0 | 0 | 0 | 0 | 0 | 0
Wind | 9 | 1 | 0 | 0 | 0 | 0 | 0 | 0 | 0 | 0 | 0 | 0 | 4.9026 | 5.3161 | 5.4857 | 0 | 0.83275 | 0 | 0 | 0 | 0 | 0 | 0 | 0 | 0 | 0
Wind | 9 | 2 | 0 | 0 | 0 | 0 | 0 | 0 | 0 | 0 | 0 | 6.9952 | 7.2379 | 0 | 0 | 7.8387 | 6.3291 | 1.7348 | 0 | 0 | 0 | 0 | 0 | 0 | 0 | 0
Wind | 9 | 3 | 0 | 0 | 0 | 0 | 0 | 0 | 0 | 2.5841 | 0 | 4.195 | 4.2442 | 4.08 | 3.935 | 0 | 3.8658 | 0.99067 | 0 | 0 | 0 | 0 | 0 | 0 | 0 | 0
Wind | 9 | 4 | 0 | 0 | 0 | 0 | 0 | 0 | 0 | 1.6865 | 2.9274 | 0 | 3.5968 | 4.0266 | 4.3694 | 4.5839 | 0 | 0 | 0 | 0 | 0 | 0 | 0 | 0 | 0 | 0
Wind | 9 | 5 | 0 | 0 | 0 | 0 | 0 | 0 | 0 | 0 | 1.5675 | 2.0617 | 2.5925 | 2.9008 | 2.9175 | 0 | 2.8292 | 0 | 0 | 0 | 0 | 0 | 0 | 0 | 0 | 0
Wind | 9 | 6 | 0 | 0 | 0 | 0 | 0 | 0 | 0 | 0 | 0 | 0.20242 | 0.33387 | 0.39516 | 0 | 0.35323 | 0 | 0 | 0 | 0 | 0 | 0 | 0 | 0 | 0 | 0
Wind | 9 | 7 | 0 | 0 | 0 | 0 | 0 | 0 | 0 | 0 | 0 | 0.46129 | 0.64919 | 0 | 0.93629 | 1.0089 | 0 | 0 | 0 | 0 | 0 | 0 | 0 | 0 | 0 | 0
Wind | 9 | 8 | 0 | 0 | 0 | 0 | 0 | 0 | 0 | 0 | 0.79 | 1.0742 | 1.4158 | 1.6817 | 1.895 | 2.0142 | 1.9325 | 0 | 0 | 0 | 0 | 0 | 0 | 0 | 0 | 0
Wind | 9 | 9 | 0 | 0 | 0 | 0 | 0 | 0 | 0 | 0 | 1.1185 | 1.2419 | 0 | 1.625 | 1.6508 | 1.5806 | 1.3288 | 0 | 0 | 0 | 0 | 0 | 0 | 0 | 0 | 0
Wind | 9 | 10 | 0 | 0 | 0 | 0 | 0 | 0 | 0 | 0 | 1.5974 | 3.0433 | 3.0375 | 2.9117 | 2.6783 | 2.4167 | 0.51965 | 0 | 0 | 0 | 0 | 0 | 0 | 0 | 0 | 0
Wind | 9 | 11 | 0 | 0 | 0 | 0 | 0 | 0 | 0 | 0 | 0 | 0 | 0.5371 | 0.70645 | 0.86452 | 0 | 0 | 0 | 0 | 0 | 0 | 0 | 0 | 0 | 0 | 0
Wind | 10 | 0 | 0 | 0 | 0 | 0 | 0 | 0 | 0 | 0 | 0 | 0 | 4.455 | 0 | 6.316 | 0 | 1.3496 | 0 | 0 | 0 | 0 | 0 | 0 | 0 | 0 | 0
Wind | 10 | 1 | 0 | 0 | 0 | 0 | 0 | 0 | 0 | 0 | 0 | 0 | 4.0089 | 5.3161 | 5.4857 | 3.9178 | 0.0089337 | 0 | 0 | 0 | 0 | 0 | 0 | 0 | 0 | 0
Wind | 10 | 2 | 0 | 0 | 0 | 0 | 0 | 0 | 0 | 0 | 4.0123 | 6.9952 | 7.2379 | 8.0008 | 8.1403 | 7.8387 | 5.5788 | 0.99857 | 0 | 0 | 0 | 0 | 0 | 0 | 0 | 0
Wind | 10 | 3 | 0 | 0 | 0 | 0 | 0 | 0 | 0 | 2.0105 | 4.0367 | 4.195 | 0 | 4.08 | 0 | 3.8958 | 3.8658 | 0.30596 | 0 | 0 | 0 | 0 | 0 | 0 | 0 | 0
Wind | 10 | 4 | 0 | 0 | 0 | 0 | 0 | 0 | 0 | 1.0863 | 2.9274 | 3.2056 | 3.5968 | 4.0266 | 4.3694 | 4.5839 | 4.8331 | 0 | 0 | 0 | 0 | 0 | 0 | 0 | 0 | 0
Wind | 10 | 5 | 0 | 0 | 0 | 0 | 0 | 0 | 0 | 0 | 1.5675 | 2.0617 | 2.5925 | 2.9008 | 2.9175 | 2.9283 | 2.0994 | 0 | 0 | 0 | 0 | 0 | 0 | 0 | 0 | 0
Wind | 10 | 6 | 0 | 0 | 0 | 0 | 0 | 0 | 0 | 0 | 0 | 0.20242 | 0 | 0.39516 | 0.36694 | 0.35323 | 0 | 0 | 0 | 0 | 0 | 0 | 0 | 0 | 0 | 0
Wind | 10 | 7 | 0 | 0 | 0 | 0 | 0 | 0 | 0 | 0 | 0.18224 | 0.46129 | 0.64919 | 0.84032 | 0.93629 | 1.0089 | 0 | 0 | 0 | 0 | 0 | 0 | 0 | 0 | 0 | 0
Wind | 10 | 8 | 0 | 0 | 0 | 0 | 0 | 0 | 0 | 0 | 0 | 1.0742 | 1.4158 | 1.6817 | 1.895 | 2.0142 | 0 | 0 | 0 | 0 | 0 | 0 | 0 | 0 | 0 | 0
Wind | 10 | 9 | 0 | 0 | 0 | 0 | 0 | 0 | 0 | 0 | 0 | 1.2419 | 1.4339 | 1.625 | 1.6508 | 1.5806 | 0 | 0 | 0 | 0 | 0 | 0 | 0 | 0 | 0 | 0
Wind | 10 | 10 | 0 | 0 | 0 | 0 | 0 | 0 | 0 | 0 | 0.99311 | 3.0433 | 3.0375 | 2.9117 | 2.6783 | 0 | 0 | 0 | 0 | 0 | 0 | 0 | 0 | 0 | 0 | 0
Wind | 10 | 11 | 0 | 0 | 0 | 0 | 0 | 0 | 0 | 0 | 0 | 0 | 0.5371 | 0.70645 | 0.86452 | 0.9 | 0 | 0 | 0 | 0 | 0 | 0 | 0 | 0 | 0 | 0
Wind | 11 | 0 | 0 | 0 | 0 | 0 | 0 | 0 | 0 | 0 | 0 | 0 | 3.5228 | 5.1948 | 5.4078 | 3.9401 | 0.48609 | 0 | 0 | 0 | 0 | 0 | 0 | 0 | 0 | 0
Wind | 11 | 1 | 0 | 0 | 0 | 0 | 0 | 0 | 0 | 0 | 0 | 0 | 3.0705 | 0 | 4.592 | 3.0258 | 0 | 0 | 0 | 0 | 0 | 0 | 0 | 0 | 0 | 0
Wind | 11 | 2 | 0 | 0 | 0 | 0 | 0 | 0 | 0 | 0 | 3.3249 | 6.9952 | 7.2379 | 8.0008 | 8.1403 | 7.8387 | 4.7909 | 0.2255 | 0 | 0 | 0 | 0 | 0 | 0 | 0 | 0
Wind | 11 | 3 | 0 | 0 | 0 | 0 | 0 | 0 | 0 | 1.4083 | 4.0367 | 0 | 4.2442 | 4.08 | 0 | 3.8958 | 3.8658 | 0 | 0 | 0 | 0 | 0 | 0 | 0 | 0 | 0
Wind | 11 | 4 | 0 | 0 | 0 | 0 | 0 | 0 | 0 | 0.45599 | 2.9274 | 3.2056 | 3.5968 | 4.0266 | 4.3694 | 4.5839 | 4.4816 | 0 | 0 | 0 | 0 | 0 | 0 | 0 | 0 | 0
Wind | 11 | 5 | 0 | 0 | 0 | 0 | 0 | 0 | 0 | 0 | 0 | 2.0617 | 2.5925 | 0 | 2.9175 | 2.9283 | 1.2388 | 0 | 0 | 0 | 0 | 0 | 0 | 0 | 0 | 0
Wind | 11 | 6 | 0 | 0 | 0 | 0 | 0 | 0 | 0 | 0 | 0 | 0.20242 | 0.33387 | 0.39516 | 0.36694 | 0.14434 | 0 | 0 | 0 | 0 | 0 | 0 | 0 | 0 | 0 | 0
Wind | 11 | 7 | 0 | 0 | 0 | 0 | 0 | 0 | 0 | 0 | 0 | 0 | 0 | 0 | 0.93629 | 0.90865 | 0 | 0 | 0 | 0 | 0 | 0 | 0 | 0 | 0 | 0
Wind | 11 | 8 | 0 | 0 | 0 | 0 | 0 | 0 | 0 | 0 | 0 | 1.0742 | 1.4158 | 1.6817 | 0 | 0 | 0.19809 | 0 | 0 | 0 | 0 | 0 | 0 | 0 | 0 | 0
Wind | 11 | 9 | 0 | 0 | 0 | 0 | 0 | 0 | 0 | 0 | 1.1185 | 1.2419 | 1.4339 | 1.625 | 1.6508 | 0 | 0 | 0 | 0 | 0 | 0 | 0 | 0 | 0 | 0 | 0
Wind | 11 | 10 | 0 | 0 | 0 | 0 | 0 | 0 | 0 | 0 | 0.35862 | 3.0433 | 3.0375 | 0 | 0 | 2.4167 | 0 | 0 | 0 | 0 | 0 | 0 | 0 | 0 | 0 | 0
Wind | 11 | 11 | 0 | 0 | 0 | 0 | 0 | 0 | 0 | 0 | 0 | 0.475 | 0.5371 | 0.70645 | 0.86452 | 0.26884 | 0 | 0 | 0 | 0 | 0 | 0 | 0 | 0 | 0 | 0
Wind | 12 | 0 | 0 | 0 | 0 | 0 | 0 | 0 | 0 | 0 | 0 | 2.5535 | 2.5439 | 4.2238 | 4.4542 | 0 | 0 | 0 | 0 | 0 | 0 | 0 | 0 | 0 | 0 | 0
Wind | 12 | 1 | 0 | 0 | 0 | 0 | 0 | 0 | 0 | 0 | 0 | 2.0826 | 2.0852 | 3.686 | 3.6268 | 2.0891 | 0 | 0 | 0 | 0 | 0 | 0 | 0 | 0 | 0 | 0
Wind | 12 | 2 | 0 | 0 | 0 | 0 | 0 | 0 | 0 | 0 | 2.6032 | 6.9952 | 7.2379 | 0 | 8.1403 | 7.4603 | 3.9636 | 0 | 0 | 0 | 0 | 0 | 0 | 0 | 0 | 0
Wind | 12 | 3 | 0 | 0 | 0 | 0 | 0 | 0 | 0 | 0 | 4.0367 | 4.195 | 0 | 4.08 | 3.935 | 0 | 3.4693 | 0 | 0 | 0 | 0 | 0 | 0 | 0 | 0 | 0
Wind | 12 | 4 | 0 | 0 | 0 | 0 | 0 | 0 | 0 | 0 | 2.9274 | 3.2056 | 3.5968 | 0 | 4.3694 | 4.5839 | 3.6506 | 0 | 0 | 0 | 0 | 0 | 0 | 0 | 0 | 0
Wind | 12 | 5 | 0 | 0 | 0 | 0 | 0 | 0 | 0 | 0 | 1.4047 | 0 | 2.5925 | 2.9008 | 2.9175 | 2.9283 | 0 | 0 | 0 | 0 | 0 | 0 | 0 | 0 | 0 | 0
Wind | 12 | 6 | 0 | 0 | 0 | 0 | 0 | 0 | 0 | 0 | 0 | 0.20242 | 0 | 0.39516 | 0 | 0 | 0 | 0 | 0 | 0 | 0 | 0 | 0 | 0 | 0 | 0
Wind | 12 | 7 | 0 | 0 | 0 | 0 | 0 | 0 | 0 | 0 | 0 | 0.46129 | 0 | 0.84032 | 0.93629 | 0 | 0 | 0 | 0 | 0 | 0 | 0 | 0 | 0 | 0 | 0
Wind | 12 | 8 | 0 | 0 | 0 | 0 | 0 | 0 | 0 | 0 | 0.091205 | 1.0742 | 1.4158 | 1.6817 | 0 | 0 | 0 | 0 | 0 | 0 | 0 | 0 | 0 | 0 | 0 | 0
Wind | 12 | 9 | 0 | 0 | 0 | 0 | 0 | 0 | 0 | 0 | 0 | 1.2419 | 1.4339 | 1.625 | 1.6508 | 1.5806 | 0 | 0 | 0 | 0 | 0 | 0 | 0 | 0 | 0 | 0
Wind | 12 | 10 | 0 | 0 | 0 | 0 | 0 | 0 | 0 | 0 | 0 | 3.0433 | 0 | 2.9117 | 2.6783 | 1.8213 | 0 | 0 | 0 | 0 | 0 | 0 | 0 | 0 | 0 | 0
Wind | 12 | 11 | 0 | 0 | 0 | 0 | 0 | 0 | 0 | 0 | 0 | 0.475 | 0 | 0.70645 | 0 | 0 | 0 | 0 | 0 | 0 | 0 | 0 | 0 | 0 | 0 | 0
Wind | 13 | 0 | 0 | 0 | 0 | 0 | 0 | 0 | 0 | 0 | 0 | 1.6871 | 1.5161 | 3.2042 | 3.4529 | 2.0166 | 0 | 0 | 0 | 0 | 0 | 0 | 0 | 0 | 0 | 0
Wind | 13 | 1 | 0 | 0 | 0 | 0 | 0 | 0 | 0 | 0 | 0 | 1.2078 | 0 | 2.6601 | 2.6134 | 0 | 0 | 0 | 0 | 0 | 0 | 0 | 0 | 0 | 0 | 0
Wind | 13 | 2 | 0 | 0 | 0 | 0 | 0 | 0 | 0 | 0 | 1.8454 | 6.6823 | 6.6069 | 0 | 8.1403 | 0 | 3.095 | 0 | 0 | 0 | 0 | 0 | 0 | 0 | 0 | 0
Wind | 13 | 3 | 0 | 0 | 0 | 0 | 0 | 0 | 0 | 0.11204 | 4.0367 | 4.195 | 0 | 4.08 | 3.935 | 3.8958 | 2.6624 | 0 | 0 | 0 | 0 | 0 | 0 | 0 | 0 | 0
Wind | 13 | 4 | 0 | 0 | 0 | 0 | 0 | 0 | 0 | 0 | 0 | 3.2056 | 0 | 4.0266 | 0 | 4.5839 | 0 | 0 | 0 | 0 | 0 | 0 | 0 | 0 | 0 | 0
Wind | 13 | 5 | 0 | 0 | 0 | 0 | 0 | 0 | 0 | 0 | 0 | 2.0617 | 2.5925 | 0 | 0 | 2.1456 | 0 | 0 | 0 | 0 | 0 | 0 | 0 | 0 | 0 | 0
Wind | 13 | 6 | 0 | 0 | 0 | 0 | 0 | 0 | 0 | 0 | 0 | 0.20242 | 0 | 0 | 0 | 0 | 0 | 0 | 0 | 0 | 0 | 0 | 0 | 0 | 0 | 0
Wind | 13 | 7 | 0 | 0 | 0 | 0 | 0 | 0 | 0 | 0 | 0 | 0 | 0 | 0 | 0.17207 | 0 | 0 | 0 | 0 | 0 | 0 | 0 | 0 | 0 | 0 | 0
Wind | 13 | 8 | 0 | 0 | 0 | 0 | 0 | 0 | 0 | 0 | 0 | 1.0742 | 1.4116 | 1.6817 | 1.895 | 1.0277 | 0 | 0 | 0 | 0 | 0 | 0 | 0 | 0 | 0 | 0
Wind | 13 | 9 | 0 | 0 | 0 | 0 | 0 | 0 | 0 | 0 | 0.44414 | 1.2419 | 0 | 1.625 | 1.6508 | 1.424 | 0 | 0 | 0 | 0 | 0 | 0 | 0 | 0 | 0 | 0
Wind | 13 | 10 | 0 | 0 | 0 | 0 | 0 | 0 | 0 | 0 | 0 | 2.5785 | 2.4867 | 0 | 2.6624 | 0 | 0 | 0 | 0 | 0 | 0 | 0 | 0 | 0 | 0 | 0
Wind | 13 | 11 | 0 | 0 | 0 | 0 | 0 | 0 | 0 | 0 | 0 | 0.13825 | 0 | 0.70645 | 0.34276 | 0 | 0 | 0 | 0 | 0 | 0 | 0 | 0 | 0 | 0 | 0
Wind | 14 | 0 | 0 | 0 | 0 | 0 | 0 | 0 | 0 | 0 | 0 | 0 | 0.43696 | 0 | 0 | 0.98218 | 0 | 0 | 0 | 0 | 0 | 0 | 0 | 0 | 0 | 0
Wind | 14 | 1 | 0 | 0 | 0 | 0 | 0 | 0 | 0 | 0 | 0 | 0.2893 | 0 | 0 | 1.5492 | 0.072976 | 0 | 0 | 0 | 0 | 0 | 0 | 0 | 0 | 0 | 0
Wind | 14 | 2 | 0 | 0 | 0 | 0 | 0 | 0 | 0 | 0 | 1.0497 | 5.8573 | 5.6216 | 0 | 8.0137 | 5.6289 | 2.183 | 0 | 0 | 0 | 0 | 0 | 0 | 0 | 0 | 0
Wind | 14 | 3 | 0 | 0 | 0 | 0 | 0 | 0 | 0 | 0 | 3.7541 | 4.195 | 4.2442 | 4.08 | 0 | 0 | 1.8152 | 0 | 0 | 0 | 0 | 0 | 0 | 0 | 0 | 0
Wind | 14 | 4 | 0 | 0 | 0 | 0 | 0 | 0 | 0 | 0 | 0 | 3.2056 | 3.5968 | 4.0266 | 4.3694 | 0 | 1.8619 | 0 | 0 | 0 | 0 | 0 | 0 | 0 | 0 | 0
Wind | 14 | 5 | 0 | 0 | 0 | 0 | 0 | 0 | 0 | 0 | 0 | 0 | 1.5978 | 2.8255 | 2.4308 | 0 | 0 | 0 | 0 | 0 | 0 | 0 | 0 | 0 | 0 | 0
Wind | 14 | 6 | 0 | 0 | 0 | 0 | 0 | 0 | 0 | 0 | 0 | 0 | 0 | 0 | 0 | 0 | 0 | 0 | 0 | 0 | 0 | 0 | 0 | 0 | 0 | 0
Wind | 14 | 7 | 0 | 0 | 0 | 0 | 0 | 0 | 0 | 0 | 0 | 0 | 0 | 0 | 0 | 0 | 0 | 0 | 0 | 0 | 0 | 0 | 0 | 0 | 0 | 0
Wind | 14 | 8 | 0 | 0 | 0 | 0 | 0 | 0 | 0 | 0 | 0 | 1.0742 | 0 | 1.5475 | 1.2776 | 0 | 0 | 0 | 0 | 0 | 0 | 0 | 0 | 0 | 0 | 0
Wind | 14 | 9 | 0 | 0 | 0 | 0 | 0 | 0 | 0 | 0 | 0 | 1.2419 | 1.4339 | 0 | 1.6508 | 0.48633 | 0 | 0 | 0 | 0 | 0 | 0 | 0 | 0 | 0 | 0
Wind | 14 | 10 | 0 | 0 | 0 | 0 | 0 | 0 | 0 | 0 | 0 | 1.8065 | 1.5724 | 0 | 1.7615 | 0.11348 | 0 | 0 | 0 | 0 | 0 | 0 | 0 | 0 | 0 | 0
Wind | 14 | 11 | 0 | 0 | 0 | 0 | 0 | 0 | 0 | 0 | 0 | 0 | 0 | 0 | 0 | 0 | 0 | 0 | 0 | 0 | 0 | 0 | 0 | 0 | 0 | 0
Wind | 15 | 0 | 0 | 0 | 0 | 0 | 0 | 0 | 0 | 0 | 0 | 0 | 0 | 1.0096 | 1.2977 | 0 | 0 | 0 | 0 | 0 | 0 | 0 | 0 | 0 | 0 | 0
Wind | 15 | 1 | 0 | 0 | 0 | 0 | 0 | 0 | 0 | 0 | 0 | 0 | 0 | 0 | 0 | 0 | 0 | 0 | 0 | 0 | 0 | 0 | 0 | 0 | 0 | 0
Wind | 15 | 2 | 0 | 0 | 0 | 0 | 0 | 0 | 0 | 0 | 0.21415 | 4.991 | 0 | 0 | 7.0034 | 0 | 1.2253 | 0 | 0 | 0 | 0 | 0 | 0 | 0 | 0 | 0
Wind | 15 | 3 | 0 | 0 | 0 | 0 | 0 | 0 | 0 | 0 | 0 | 0 | 4.2442 | 0 | 3.935 | 3.8958 | 0.9256 | 0 | 0 | 0 | 0 | 0 | 0 | 0 | 0 | 0
Wind | 15 | 4 | 0 | 0 | 0 | 0 | 0 | 0 | 0 | 0 | 0 | 0 | 3.5968 | 0 | 4.3694 | 0 | 0.89989 | 0 | 0 | 0 | 0 | 0 | 0 | 0 | 0 | 0
Wind | 15 | 5 | 0 | 0 | 0 | 0 | 0 | 0 | 0 | 0 | 0 | 2.039 | 0.48827 | 1.7201 | 1.3318 | 0 | 0 | 0 | 0 | 0 | 0 | 0 | 0 | 0 | 0 | 0
Wind | 15 | 6 | 0 | 0 | 0 | 0 | 0 | 0 | 0 | 0 | 0 | 0 | 0 | 0 | 0 | 0 | 0 | 0 | 0 | 0 | 0 | 0 | 0 | 0 | 0 | 0
Wind | 15 | 7 | 0 | 0 | 0 | 0 | 0 | 0 | 0 | 0 | 0 | 0 | 0 | 0 | 0 | 0 | 0 | 0 | 0 | 0 | 0 | 0 | 0 | 0 | 0 | 0
Wind | 15 | 8 | 0 | 0 | 0 | 0 | 0 | 0 | 0 | 0 | 0 | 0.76897 | 0 | 0.37994 | 0.11693 | 0 | 0 | 0 | 0 | 0 | 0 | 0 | 0 | 0 | 0 | 0
Wind | 15 | 9 | 0 | 0 | 0 | 0 | 0 | 0 | 0 | 0 | 0 | 0 | 1.1527 | 1.625 | 1.4564 | 0 | 0 | 0 | 0 | 0 | 0 | 0 | 0 | 0 | 0 | 0
Wind | 15 | 10 | 0 | 0 | 0 | 0 | 0 | 0 | 0 | 0 | 0 | 0.99581 | 0.61229 | 1.3121 | 0.81551 | 0 | 0 | 0 | 0 | 0 | 0 | 0 | 0 | 0 | 0 | 0
Wind | 15 | 11 | 0 | 0 | 0 | 0 | 0 | 0 | 0 | 0 | 0 | 0 | 0 | 0 | 0 | 0 | 0 | 0 | 0 | 0 | 0 | 0 | 0 | 0 | 0 | 0
Wind | 16 | 0 | 0 | 0 | 0 | 0 | 0 | 0 | 0 | 0 | 0 | 0 | 0 | 0 | 0.13854 | 0 | 0 | 0 | 0 | 0 | 0 | 0 | 0 | 0 | 0 | 0
Wind | 16 | 1 | 0 | 0 | 0 | 0 | 0 | 0 | 0 | 0 | 0 | 0 | 0 | 0 | 0 | 0 | 0 | 0 | 0 | 0 | 0 | 0 | 0 | 0 | 0 | 0
Wind | 16 | 2 | 0 | 0 | 0 | 0 | 0 | 0 | 0 | 0 | 0 | 4.0814 | 3.5007 | 6.0655 | 5.9425 | 3.6097 | 0 | 0 | 0 | 0 | 0 | 0 | 0 | 0 | 0 | 0
Wind | 16 | 3 | 0 | 0 | 0 | 0 | 0 | 0 | 0 | 0 | 2.1802 | 4.195 | 4.1642 | 0 | 0 | 2.9769 | 0 | 0 | 0 | 0 | 0 | 0 | 0 | 0 | 0 | 0
Wind | 16 | 4 | 0 | 0 | 0 | 0 | 0 | 0 | 0 | 0 | 0 | 0 | 0 | 3.971 | 3.8368 | 2.6813 | 0 | 0 | 0 | 0 | 0 | 0 | 0 | 0 | 0 | 0
Wind | 16 | 5 | 0 | 0 | 0 | 0 | 0 | 0 | 0 | 0 | 0 | 0 | 0 | 0.55939 | 0 | 0 | 0 | 0 | 0 | 0 | 0 | 0 | 0 | 0 | 0 | 0
Wind | 16 | 6 | 0 | 0 | 0 | 0 | 0 | 0 | 0 | 0 | 0 | 0 | 0 | 0 | 0 | 0 | 0 | 0 | 0 | 0 | 0 | 0 | 0 | 0 | 0 | 0
Wind | 16 | 7 | 0 | 0 | 0 | 0 | 0 | 0 | 0 | 0 | 0 | 0 | 0 | 0 | 0 | 0 | 0 | 0 | 0 | 0 | 0 | 0 | 0 | 0 | 0 | 0
Wind | 16 | 8 | 0 | 0 | 0 | 0 | 0 | 0 | 0 | 0 | 0 | 0 | 0 | 0 | 0 | 0 | 0 | 0 | 0 | 0 | 0 | 0 | 0 | 0 | 0 | 0
Wind | 16 | 9 | 0 | 0 | 0 | 0 | 0 | 0 | 0 | 0 | 0 | 1.2419 | 0.07596 | 1.1724 | 0 | 0 | 0 | 0 | 0 | 0 | 0 | 0 | 0 | 0 | 0 | 0
Wind | 16 | 10 | 0 | 0 | 0 | 0 | 0 | 0 | 0 | 0 | 0 | 0.14464 | 0 | 0.30287 | 0 | 0 | 0 | 0 | 0 | 0 | 0 | 0 | 0 | 0 | 0 | 0
Wind | 16 | 11 | 0 | 0 | 0 | 0 | 0 | 0 | 0 | 0 | 0 | 0 | 0 | 0 | 0 | 0 | 0 | 0 | 0 | 0 | 0 | 0 | 0 | 0 | 0 | 0
Wind | 17 | 0 | 0 | 0 | 0 | 0 | 0 | 0 | 0 | 0 | 0 | 0 | 0 | 0 | 0 | 0 | 0 | 0 | 0 | 0 | 0 | 0 | 0 | 0 | 0 | 0
Wind | 17 | 1 | 0 | 0 | 0 | 0 | 0 | 0 | 0 | 0 | 0 | 0 | 0 | 0 | 0 | 0 | 0 | 0 | 0 | 0 | 0 | 0 | 0 | 0 | 0 | 0
Wind | 17 | 2 | 0 | 0 | 0 | 0 | 0 | 0 | 0 | 0 | 0 | 3.1264 | 0 | 4.9389 | 0 | 2.5238 | 0 | 0 | 0 | 0 | 0 | 0 | 0 | 0 | 0 | 0
Wind | 17 | 3 | 0 | 0 | 0 | 0 | 0 | 0 | 0 | 0 | 1.3337 | 4.195 | 3.1053 | 0 | 0 | 0 | 0 | 0 | 0 | 0 | 0 | 0 | 0 | 0 | 0 | 0
Wind | 17 | 4 | 0 | 0 | 0 | 0 | 0 | 0 | 0 | 0 | 0.38715 | 0 | 1.3848 | 2.8432 | 0 | 1.5946 | 0 | 0 | 0 | 0 | 0 | 0 | 0 | 0 | 0 | 0
Wind | 17 | 5 | 0 | 0 | 0 | 0 | 0 | 0 | 0 | 0 | 0 | 0.078974 | 0 | 0 | 0 | 0 | 0 | 0 | 0 | 0 | 0 | 0 | 0 | 0 | 0 | 0
Wind | 17 | 6 | 0 | 0 | 0 | 0 | 0 | 0 | 0 | 0 | 0 | 0 | 0 | 0 | 0 | 0 | 0 | 0 | 0 | 0 | 0 | 0 | 0 | 0 | 0 | 0
Wind | 17 | 7 | 0 | 0 | 0 | 0 | 0 | 0 | 0 | 0 | 0 | 0 | 0 | 0 | 0 | 0 | 0 | 0 | 0 | 0 | 0 | 0 | 0 | 0 | 0 | 0
Wind | 17 | 8 | 0 | 0 | 0 | 0 | 0 | 0 | 0 | 0 | 0 | 0 | 0 | 0 | 0 | 0 | 0 | 0 | 0 | 0 | 0 | 0 | 0 | 0 | 0 | 0
Wind | 17 | 9 | 0 | 0 | 0 | 0 | 0 | 0 | 0 | 0 | 0 | 0.6038 | 0 | 0 | 0 | 0 | 0 | 0 | 0 | 0 | 0 | 0 | 0 | 0 | 0 | 0
Wind | 17 | 10 | 0 | 0 | 0 | 0 | 0 | 0 | 0 | 0 | 0 | 0 | 0 | 0 | 0 | 0 | 0 | 0 | 0 | 0 | 0 | 0 | 0 | 0 | 0 | 0
Wind | 17 | 11 | 0 | 0 | 0 | 0 | 0 | 0 | 0 | 0 | 0 | 0 | 0 | 0 | 0 | 0 | 0 | 0 | 0 | 0 | 0 | 0 | 0 | 0 | 0 | 0
Wind | 18 | 0 | 0 | 0 | 0 | 0 | 0 | 0 | 0 | 0 | 0 | 0 | 0 | 0 | 0 | 0 | 0 | 0 | 0 | 0 | 0 | 0 | 0 | 0 | 0 | 0
Wind | 18 | 1 | 0 | 0 | 0 | 0 | 0 | 0 | 0 | 0 | 0 | 0 | 0 | 0 | 0 | 0 | 0 | 0 | 0 | 0 | 0 | 0 | 0 | 0 | 0 | 0
Wind | 18 | 2 | 0 | 0 | 0 | 0 | 0 | 0 | 0 | 0 | 0 | 0 | 1.1624 | 3.756 | 3.6589 | 1.3836 | 0 | 0 | 0 | 0 | 0 | 0 | 0 | 0 | 0 | 0
Wind | 18 | 3 | 0 | 0 | 0 | 0 | 0 | 0 | 0 | 0 | 0.44492 | 3.5702 | 1.9935 | 2.9629 | 2.5636 | 0.89765 | 0 | 0 | 0 | 0 | 0 | 0 | 0 | 0 | 0 | 0
Wind | 18 | 4 | 0 | 0 | 0 | 0 | 0 | 0 | 0 | 0 | 0 | 0 | 0.18898 | 1.6589 | 0 | 0.45353 | 0 | 0 | 0 | 0 | 0 | 0 | 0 | 0 | 0 | 0
Wind | 18 | 5 | 0 | 0 | 0 | 0 | 0 | 0 | 0 | 0 | 0 | 0 | 0 | 0 | 0 | 0 | 0 | 0 | 0 | 0 | 0 | 0 | 0 | 0 | 0 | 0
Wind | 18 | 6 | 0 | 0 | 0 | 0 | 0 | 0 | 0 | 0 | 0 | 0 | 0 | 0 | 0 | 0 | 0 | 0 | 0 | 0 | 0 | 0 | 0 | 0 | 0 | 0
Wind | 18 | 7 | 0 | 0 | 0 | 0 | 0 | 0 | 0 | 0 | 0 | 0 | 0 | 0 | 0 | 0 | 0 | 0 | 0 | 0 | 0 | 0 | 0 | 0 | 0 | 0
Wind | 18 | 8 | 0 | 0 | 0 | 0 | 0 | 0 | 0 | 0 | 0 | 0 | 0 | 0 | 0 | 0 | 0 | 0 | 0 | 0 | 0 | 0 | 0 | 0 | 0 | 0
Wind | 18 | 9 | 0 | 0 | 0 | 0 | 0 | 0 | 0 | 0 | 0 | 0 | 0 | 0 | 0 | 0 | 0 | 0 | 0 | 0 | 0 | 0 | 0 | 0 | 0 | 0
Wind | 18 | 10 | 0 | 0 | 0 | 0 | 0 | 0 | 0 | 0 | 0 | 0 | 0 | 0 | 0 | 0 | 0 | 0 | 0 | 0 | 0 | 0 | 0 | 0 | 0 | 0
Wind | 18 | 11 | 0 | 0 | 0 | 0 | 0 | 0 | 0 | 0 | 0 | 0 | 0 | 0 | 0 | 0 | 0 | 0 | 0 | 0 | 0 | 0 | 0 | 0 | 0 | 0
Wind | 19 | 0 | 0 | 0 | 0 | 0 | 0 | 0 | 0 | 0 | 0 | 0 | 0 | 0 | 0 | 0 | 0 | 0 | 0 | 0 | 0 | 0 | 0 | 0 | 0 | 0
Wind | 19 | 1 | 0 | 0 | 0 | 0 | 0 | 0 | 0 | 0 | 0 | 0 | 0 | 0 | 0 | 0 | 0 | 0 | 0 | 0 | 0 | 0 | 0 | 0 | 0 | 0
Wind | 19 | 2 | 0 | 0 | 0 | 0 | 0 | 0 | 0 | 0 | 0 | 1.0706 | 0 | 2.5139 | 2.4308 | 0.18642 | 0 | 0 | 0 | 0 | 0 | 0 | 0 | 0 | 0 | 0
Wind | 19 | 3 | 0 | 0 | 0 | 0 | 0 | 0 | 0 | 0 | 0 | 2.597 | 0.82603 | 1.8073 | 1.4175 | 0 | 0 | 0 | 0 | 0 | 0 | 0 | 0 | 0 | 0 | 0
Wind | 19 | 4 | 0 | 0 | 0 | 0 | 0 | 0 | 0 | 0 | 0 | 1.2355 | 0 | 0.41542 | 0 | 0 | 0 | 0 | 0 | 0 | 0 | 0 | 0 | 0 | 0 | 0
Wind | 19 | 5 | 0 | 0 | 0 | 0 | 0 | 0 | 0 | 0 | 0 | 0 | 0 | 0 | 0 | 0 | 0 | 0 | 0 | 0 | 0 | 0 | 0 | 0 | 0 | 0
Wind | 19 | 6 | 0 | 0 | 0 | 0 | 0 | 0 | 0 | 0 | 0 | 0 | 0 | 0 | 0 | 0 | 0 | 0 | 0 | 0 | 0 | 0 | 0 | 0 | 0 | 0
Wind | 19 | 7 | 0 | 0 | 0 | 0 | 0 | 0 | 0 | 0 | 0 | 0 | 0 | 0 | 0 | 0 | 0 | 0 | 0 | 0 | 0 | 0 | 0 | 0 | 0 | 0
Wind | 19 | 8 | 0 | 0 | 0 | 0 | 0 | 0 | 0 | 0 | 0 | 0 | 0 | 0 | 0 | 0 | 0 | 0 | 0 | 0 | 0 | 0 | 0 | 0 | 0 | 0
Wind | 19 | 9 | 0 | 0 | 0 | 0 | 0 | 0 | 0 | 0 | 0 | 0 | 0 | 0 | 0 | 0 | 0 | 0 | 0 | 0 | 0 | 0 | 0 | 0 | 0 | 0
Wind | 19 | 10 | 0 | 0 | 0 | 0 | 0 | 0 | 0 | 0 | 0 | 0 | 0 | 0 | 0 | 0 | 0 | 0 | 0 | 0 | 0 | 0 | 0 | 0 | 0 | 0
Wind | 19 | 11 | 0 | 0 | 0 | 0 | 0 | 0 | 0 | 0 | 0 | 0 | 0 | 0 | 0 | 0 | 0 | 0 | 0 | 0 | 0 | 0 | 0 | 0 | 0 | 0

## Sold (Stored)
Storage Technology | Year | Day | Hour 0 | Hour 1 | Hour 2 | Hour 3 | Hour 4 | Hour 5 | Hour 6 | Hour 7 | Hour 8 | Hour 9 | Hour 10 | Hour 11 | Hour 12 | Hour 13 | Hour 14 | Hour 15 | Hour 16 | Hour 17 | Hour 18 | Hour 19 | Hour 20 | Hour 21 | Hour 22 | Hour 23
Battery | 0 | 0 | 0 | 0 | 0 | 0 | 0 | 0 | 0 | 0 | 0 | 0 | 0 | 0 | 0 | 0 | 0 | 0 | 0 | 0 | 0 | 0 | 0 | 0 | 0 | 0
Battery | 0 | 1 | 0 | 0 | 0 | 0 | 0 | 0 | 0 | 0 | 0 | 0 | 0 | 0 | 0 | 0 | 0 | 0 | 0 | 0 | 0 | 0 | 0 | 0 | 0 | 0
Battery | 0 | 2 | 0 | 0 | 0 | 0 | 0 | 0 | 0 | 0 | 0 | 0 | 0 | 0 | 0 | 0 | 0 | 0 | 0 | 0 | 0 | 0 | 0 | 0 | 0 | 0
Battery | 0 | 3 | 0 | 0 | 0 | 0 | 0 | 0 | 0 | 0 | 0 | 0 | 0 | 0 | 0 | 0 | 0 | 0 | 0 | 0 | 0 | 0 | 0 | 0 | 0 | 0
Battery | 0 | 4 | 0 | 0 | 0 | 0 | 0 | 0 | 0 | 0 | 0 | 0 | 0 | 0 | 0 | 0 | 0 | 0 | 0 | 0 | 0 | 0 | 0 | 0 | 0 | 0
Battery | 0 | 5 | 0 | 0 | 0 | 0 | 0 | 0 | 0 | 0 | 0 | 0 | 0 | 0 | 0 | 0 | 0 | 0 | 0 | 0 | 0 | 0 | 0 | 0 | 0 | 0
Battery | 0 | 6 | 0 | 0 | 0 | 0 | 0 | 0 | 0 | 0 | 0 | 0 | 0 | 0 | 0 | 0 | 0 | 0 | 0 | 0 | 0 | 0 | 0 | 0 | 0 | 0
Battery | 0 | 7 | 0 | 0 | 0 | 0 | 0 | 0 | 0 | 0 | 0 | 0 | 0 | 0 | 0 | 0 | 0 | 0 | 0 | 0 | 0 | 0 | 0 | 0 | 0 | 0
Battery | 0 | 8 | 0 | 0 | 0 | 0 | 0 | 0 | 0 | 0 | 0 | 0 | 0 | 0 | 0 | 0 | 0 | 0 | 0 | 0 | 0 | 0 | 0 | 0 | 0 | 0
Battery | 0 | 9 | 0 | 0 | 0 | 0 | 0 | 0 | 0 | 0 | 0 | 0 | 0 | 0 | 0 | 0 | 0 | 0 | 0 | 0 | 0 | 0 | 0 | 0 | 0 | 0
Battery | 0 | 10 | 0 | 0 | 0 | 0 | 0 | 0 | 0 | 0 | 0 | 0 | 0 | 0 | 0 | 0 | 0 | 0 | 0 | 0 | 0 | 0 | 0 | 0 | 0 | 0
Battery | 0 | 11 | 0 | 0 | 0 | 0 | 0 | 0 | 0 | 0 | 0 | 0 | 0 | 0 | 0 | 0 | 0 | 0 | 0 | 0 | 0 | 0 | 0 | 0 | 0 | 0
Battery | 1 | 0 | 0 | 0 | 0 | 0 | 0 | 0 | 0 | 0 | 0 | 0 | 0 | 0 | 0 | 0 | 0 | 0 | 0 | 0 | 0 | 0 | 0 | 0 | 0 | 0
Battery | 1 | 1 | 0 | 0 | 0 | 0 | 0 | 0 | 0 | 0 | 0 | 0 | 0 | 0 | 0 | 0 | 0 | 0 | 0 | 0 | 0 | 0 | 0 | 0 | 0 | 0
Battery | 1 | 2 | 0 | 0 | 0 | 0 | 0 | 0 | 0 | 0 | 0 | 0 | 0 | 0 | 0 | 0 | 0 | 0 | 0 | 0 | 0 | 0 | 0 | 0 | 0 | 0
Battery | 1 | 3 | 0 | 0 | 0 | 0 | 0 | 0 | 0 | 0 | 0 | 0 | 0 | 0 | 0 | 0 | 0 | 0 | 0 | 0 | 0 | 0 | 0 | 0 | 0 | 0
Battery | 1 | 4 | 0 | 0 | 0 | 0 | 0 | 0 | 0 | 0 | 0 | 0 | 0 | 0 | 0 | 0 | 0 | 0 | 0 | 0 | 0 | 0 | 0 | 0 | 0 | 0
Battery | 1 | 5 | 0 | 0 | 0 | 0 | 0 | 0 | 0 | 0 | 0 | 0 | 0 | 0 | 0 | 0 | 0 | 0 | 0 | 0 | 0 | 0 | 0 | 0 | 0 | 0
Battery | 1 | 6 | 0 | 0 | 0 | 0 | 0 | 0 | 0 | 0 | 0 | 0 | 0 | 0 | 0 | 0 | 0 | 0 | 0 | 0 | 0 | 0 | 0 | 0 | 0 | 0
Battery | 1 | 7 | 0 | 0 | 0 | 0 | 0 | 0 | 0 | 0 | 0 | 0 | 0 | 0 | 0 | 0 | 0 | 0 | 0 | 0 | 0 | 0 | 0 | 0 | 0 | 0
Battery | 1 | 8 | 0 | 0 | 0 | 0 | 0 | 0 | 0 | 0 | 0 | 0 | 0 | 0 | 0 | 0 | 0 | 0 | 0 | 0 | 0 | 0 | 0 | 0 | 0 | 0
Battery | 1 | 9 | 0 | 0 | 0 | 0 | 0 | 0 | 0 | 0 | 0 | 0 | 0 | 0 | 0 | 0 | 0 | 0 | 0 | 0 | 0 | 0 | 0 | 0 | 0 | 0
Battery | 1 | 10 | 0 | 0 | 0 | 0 | 0 | 0 | 0 | 0 | 0 | 0 | 0 | 0 | 0 | 0 | 0 | 0 | 0 | 0 | 0 | 0 | 0 | 0 | 0 | 0
Battery | 1 | 11 | 0 | 0 | 0 | 0 | 0 | 0 | 0 | 0 | 0 | 0 | 0 | 0 | 0 | 0 | 0 | 0 | 0 | 0 | 0 | 0 | 0 | 0 | 0 | 0
Battery | 2 | 0 | 0 | 0 | 0 | 0 | 0 | 0 | 0 | 0 | 0 | 0 | 0 | 0 | 0 | 0 | 0 | 0 | 0 | 0 | 0 | 0 | 0 | 0 | 0 | 0
Battery | 2 | 1 | 0 | 0 | 0 | 0 | 0 | 0 | 0 | 0 | 0 | 0 | 0 | 0 | 0 | 0 | 0 | 0 | 0 | 0 | 0 | 0 | 0 | 0 | 0 | 0
Battery | 2 | 2 | 0 | 0 | 0 | 0 | 0 | 0 | 0 | 0 | 0 | 0 | 0 | 0 | 0 | 0 | 0 | 0 | 0 | 0 | 0 | 0 | 0 | 0 | 0 | 0
Battery | 2 | 3 | 0 | 0 | 0 | 0 | 0 | 0 | 0 | 0 | 0 | 0 | 0 | 0 | 0 | 0 | 0 | 0 | 0 | 0 | 0 | 0 | 0 | 0 | 0 | 0
Battery | 2 | 4 | 0 | 0 | 0 | 0 | 0 | 0 | 0 | 0 | 0 | 0 | 0 | 0 | 0 | 0 | 0 | 0 | 0 | 0 | 0 | 0 | 0 | 0 | 0 | 0
Battery | 2 | 5 | 0 | 0 | 0 | 0 | 0 | 0 | 0 | 0 | 0 | 0 | 0 | 0 | 0 | 0 | 0 | 0 | 0 | 0 | 0 | 0 | 0 | 0 | 0 | 0
Battery | 2 | 6 | 0 | 0 | 0 | 0 | 0 | 0 | 0 | 0 | 0 | 0 | 0 | 0 | 0 | 0 | 0 | 0 | 0 | 0 | 0 | 0 | 0 | 0 | 0 | 0
Battery | 2 | 7 | 0 | 0 | 0 | 0 | 0 | 0 | 0 | 0 | 0 | 0 | 0 | 0 | 0 | 0 | 0 | 0 | 0 | 0 | 0 | 0 | 0 | 0 | 0 | 0
Battery | 2 | 8 | 0 | 0 | 0 | 0 | 0 | 0 | 0 | 0 | 0 | 0 | 0 | 0 | 0 | 0 | 0 | 0 | 0 | 0 | 0 | 0 | 0 | 0 | 0 | 0
Battery | 2 | 9 | 0 | 0 | 0 | 0 | 0 | 0 | 0 | 0 | 0 | 0 | 0 | 0 | 0 | 0 | 0 | 0 | 0 | 0 | 0 | 0 | 0 | 0 | 0 | 0
Battery | 2 | 10 | 0 | 0 | 0 | 0 | 0 | 0 | 0 | 0 | 0 | 0 | 0 | 0 | 0 | 0 | 0 | 0 | 0 | 0 | 0 | 0 | 0 | 0 | 0 | 0
Battery | 2 | 11 | 0 | 0 | 0 | 0 | 0 | 0 | 0 | 0 | 0 | 0 | 0 | 0 | 0 | 0 | 0 | 0 | 0 | 0 | 0 | 0 | 0 | 0 | 0 | 0
Battery | 3 | 0 | 0 | 0 | 0 | 0 | 0 | 0 | 0 | 0 | 0 | 0 | 0 | 0 | 0 | 0 | 0 | 0 | 0 | 0 | 0 | 0 | 0 | 0 | 0 | 0
Battery | 3 | 1 | 0 | 0 | 0 | 0 | 0 | 0 | 0 | 0 | 0 | 0 | 0 | 0 | 0 | 0 | 0 | 0 | 0 | 0 | 0 | 0 | 0 | 0 | 0 | 0
Battery | 3 | 2 | 0 | 0 | 0 | 0 | 0 | 0 | 0 | 0 | 0 | 0 | 0 | 0 | 0 | 0 | 0 | 0 | 0 | 0 | 0 | 0 | 0 | 0 | 0 | 0
Battery | 3 | 3 | 0 | 0 | 0 | 0 | 0 | 0 | 0 | 0 | 0 | 0 | 0 | 0 | 0 | 0 | 0 | 0 | 0 | 0 | 0 | 0 | 0 | 0 | 0 | 0
Battery | 3 | 4 | 0 | 0 | 0 | 0 | 0 | 0 | 0 | 0 | 0 | 0 | 0 | 0 | 0 | 0 | 0 | 0 | 0 | 0 | 0 | 0 | 0 | 0 | 0 | 0
Battery | 3 | 5 | 0 | 0 | 0 | 0 | 0 | 0 | 0 | 0 | 0 | 0 | 0 | 0 | 0 | 0 | 0 | 0 | 0 | 0 | 0 | 0 | 0 | 0 | 0 | 0
Battery | 3 | 6 | 0 | 0 | 0 | 0 | 0 | 0 | 0 | 0 | 0 | 0 | 0 | 0 | 0 | 0 | 0 | 0 | 0 | 0 | 0 | 0 | 0 | 0 | 0 | 0
Battery | 3 | 7 | 0 | 0 | 0 | 0 | 0 | 0 | 0 | 0 | 0 | 0 | 0 | 0 | 0 | 0 | 0 | 0 | 0 | 0 | 0 | 0 | 0 | 0 | 0 | 0
Battery | 3 | 8 | 0 | 0 | 0 | 0 | 0 | 0 | 0 | 0 | 0 | 0 | 0 | 0 | 0 | 0 | 0 | 0 | 0 | 0 | 0 | 0 | 0 | 0 | 0 | 0
Battery | 3 | 9 | 0 | 0 | 0 | 0 | 0 | 0 | 0 | 0 | 0 | 0 | 0 | 0 | 0 | 0 | 0 | 0 | 0 | 0 | 0 | 0 | 0 | 0 | 0 | 0
Battery | 3 | 10 | 0 | 0 | 0 | 0 | 0 | 0 | 0 | 0 | 0 | 0 | 0 | 0 | 0 | 0 | 0 | 0 | 0 | 0 | 0 | 0 | 0 | 0 | 0 | 0
Battery | 3 | 11 | 0 | 0 | 0 | 0 | 0 | 0 | 0 | 0 | 0 | 0 | 0 | 0 | 0 | 0 | 0 | 0 | 0 | 0 | 0 | 0 | 0 | 0 | 0 | 0
Battery | 4 | 0 | 0 | 0 | 0 | 0 | 0 | 0 | 0 | 0 | 0 | 0 | 0 | 0 | 0 | 0 | 0 | 0 | 0 | 0 | 0 | 0 | 0 | 0 | 0 | 0
Battery | 4 | 1 | 0 | 0 | 0 | 0 | 0 | 0 | 0 | 0 | 0 | 0 | 0 | 0 | 0 | 0 | 0 | 0 | 0 | 0 | 0 | 0 | 0 | 0 | 0 | 0
Battery | 4 | 2 | 0 | 0 | 0 | 0 | 0 | 0 | 0 | 0 | 0 | 0 | 0 | 0 | 0 | 0 | 0 | 0 | 0 | 0 | 0 | 0 | 0 | 0 | 0 | 0
Battery | 4 | 3 | 0 | 0 | 0 | 0 | 0 | 0 | 0 | 0 | 0 | 0 | 0 | 0 | 0 | 0 | 0 | 0 | 0 | 0 | 0 | 0 | 0 | 0 | 0 | 0
Battery | 4 | 4 | 0 | 0 | 0 | 0 | 0 | 0 | 0 | 0 | 0 | 0 | 0 | 0 | 0 | 0 | 0 | 0 | 0 | 0 | 0 | 0 | 0 | 0 | 0 | 0
Battery | 4 | 5 | 0 | 0 | 0 | 0 | 0 | 0 | 0 | 0 | 0 | 0 | 0 | 0 | 0 | 0 | 0 | 0 | 0 | 0 | 0 | 0 | 0 | 0 | 0 | 0
Battery | 4 | 6 | 0 | 0 | 0 | 0 | 0 | 0 | 0 | 0 | 0 | 0 | 0 | 0 | 0 | 0 | 0 | 0 | 0 | 0 | 0 | 0 | 0 | 0 | 0 | 0
Battery | 4 | 7 | 0 | 0 | 0 | 0 | 0 | 0 | 0 | 0 | 0 | 0 | 0 | 0 | 0 | 0 | 0 | 0 | 0 | 0 | 0 | 0 | 0 | 0 | 0 | 0
Battery | 4 | 8 | 0 | 0 | 0 | 0 | 0 | 0 | 0 | 0 | 0 | 0 | 0 | 0 | 0 | 0 | 0 | 0 | 0 | 0 | 0 | 0 | 0 | 0 | 0 | 0
Battery | 4 | 9 | 0 | 0 | 0 | 0 | 0 | 0 | 0 | 0 | 0 | 0 | 0 | 0 | 0 | 0 | 0 | 0 | 0 | 0 | 0 | 0 | 0 | 0 | 0 | 0
Battery | 4 | 10 | 0 | 0 | 0 | 0 | 0 | 0 | 0 | 0 | 0 | 0 | 0 | 0 | 0 | 0 | 0 | 0 | 0 | 0 | 0 | 0 | 0 | 0 | 0 | 0
Battery | 4 | 11 | 0 | 0 | 0 | 0 | 0 | 0 | 0 | 0 | 0 | 0 | 0 | 0 | 0 | 0 | 0 | 0 | 0 | 0 | 0 | 0 | 0 | 0 | 0 | 0
Battery | 5 | 0 | 0 | 0 | 0 | 0 | 0 | 0 | 0 | 0 | 0 | 0 | 0 | 0 | 0 | 0 | 0 | 0 | 0 | 0 | 0 | 0 | 0 | 0 | 0 | 0
Battery | 5 | 1 | 0 | 0 | 0 | 0 | 0 | 0 | 0 | 0 | 0 | 0 | 0 | 0 | 0 | 0 | 0 | 0 | 0 | 0 | 0 | 0 | 0 | 0 | 0 | 0
Battery | 5 | 2 | 0 | 0 | 0 | 0 | 0 | 0 | 0 | 0 | 0 | 0 | 0 | 0 | 0 | 0 | 0 | 0 | 0 | 0 | 0 | 0 | 0 | 0 | 0 | 0
Battery | 5 | 3 | 0 | 0 | 0 | 0 | 0 | 0 | 0 | 0 | 0 | 0 | 0 | 0 | 0 | 0 | 0 | 0 | 0 | 0 | 0 | 0 | 0 | 0 | 0 | 0
Battery | 5 | 4 | 0 | 0 | 0 | 0 | 0 | 0 | 0 | 0 | 0 | 0 | 0 | 0 | 0 | 0 | 0 | 0 | 0 | 0 | 0 | 0 | 0 | 0 | 0 | 0
Battery | 5 | 5 | 0 | 0 | 0 | 0 | 0 | 0 | 0 | 0 | 0 | 0 | 0 | 0 | 0 | 0 | 0 | 0 | 0 | 0 | 0 | 0 | 0 | 0 | 0 | 0
Battery | 5 | 6 | 0 | 0 | 0 | 0 | 0 | 0 | 0 | 0 | 0 | 0 | 0 | 0 | 0 | 0 | 0 | 0 | 0 | 0 | 0 | 0 | 0 | 0 | 0 | 0
Battery | 5 | 7 | 0 | 0 | 0 | 0 | 0 | 0 | 0 | 0 | 0 | 0 | 0 | 0 | 0 | 0 | 0 | 0 | 0 | 0 | 0 | 0 | 0 | 0 | 0 | 0
Battery | 5 | 8 | 0 | 0 | 0 | 0 | 0 | 0 | 0 | 0 | 0 | 0 | 0 | 0 | 0 | 0 | 0 | 0 | 0 | 0 | 0 | 0 | 0 | 0 | 0 | 0
Battery | 5 | 9 | 0 | 0 | 0 | 0 | 0 | 0 | 0 | 0 | 0 | 0 | 0 | 0 | 0 | 0 | 0 | 0 | 0 | 0 | 0 | 0 | 0 | 0 | 0 | 0
Battery | 5 | 10 | 0 | 0 | 0 | 0 | 0 | 0 | 0 | 0 | 0 | 0 | 0 | 0 | 0 | 0 | 0 | 0 | 0 | 0 | 0 | 0 | 0 | 0 | 0 | 0
Battery | 5 | 11 | 0 | 0 | 0 | 0 | 0 | 0 | 0 | 0 | 0 | 0 | 0 | 0 | 0 | 0 | 0 | 0 | 0 | 0 | 0 | 0 | 0 | 0 | 0 | 0
Battery | 6 | 0 | 0 | 0 | 0 | 0 | 0 | 0 | 0 | 0 | 0 | 0 | 0 | 0 | 0 | 0 | 0 | 0 | 0 | 0 | 0 | 0 | 0 | 0 | 0 | 0
Battery | 6 | 1 | 0 | 0 | 0 | 0 | 0 | 0 | 0 | 0 | 0 | 0 | 0 | 0 | 0 | 0 | 0 | 0 | 0 | 0 | 0 | 0 | 0 | 0 | 0 | 0
Battery | 6 | 2 | 0 | 0 | 0 | 0 | 0 | 0 | 0 | 0 | 0 | 0 | 0 | 0 | 0 | 0 | 0 | 0 | 0 | 0 | 0 | 0 | 0 | 0 | 0 | 0
Battery | 6 | 3 | 0 | 0 | 0 | 0 | 0 | 0 | 0 | 0 | 0 | 0 | 0 | 0 | 0 | 0 | 0 | 0 | 0 | 0 | 0 | 0 | 0 | 0 | 0 | 0
Battery | 6 | 4 | 0 | 0 | 0 | 0 | 0 | 0 | 0 | 0 | 0 | 0 | 0 | 0 | 0 | 0 | 0 | 0 | 0 | 0 | 0 | 0 | 0 | 0 | 0 | 0
Battery | 6 | 5 | 0 | 0 | 0 | 0 | 0 | 0 | 0 | 0 | 0 | 0 | 0 | 0 | 0 | 0 | 0 | 0 | 0 | 0 | 0 | 0 | 0 | 0 | 0 | 0
Battery | 6 | 6 | 0 | 0 | 0 | 0 | 0 | 0 | 0 | 0 | 0 | 0 | 0 | 0 | 0 | 0 | 0 | 0 | 0 | 0 | 0 | 0 | 0 | 0 | 0 | 0
Battery | 6 | 7 | 0 | 0 | 0 | 0 | 0 | 0 | 0 | 0 | 0 | 0 | 0 | 0 | 0 | 0 | 0 | 0 | 0 | 0 | 0 | 0 | 0 | 0 | 0 | 0
Battery | 6 | 8 | 0 | 0 | 0 | 0 | 0 | 0 | 0 | 0 | 0 | 0 | 0 | 0 | 0 | 0 | 0 | 0 | 0 | 0 | 0 | 0 | 0 | 0 | 0 | 0
Battery | 6 | 9 | 0 | 0 | 0 | 0 | 0 | 0 | 0 | 0 | 0 | 0 | 0 | 0 | 0 | 0 | 0 | 0 | 0 | 0 | 0 | 0 | 0 | 0 | 0 | 0
Battery | 6 | 10 | 0 | 0 | 0 | 0 | 0 | 0 | 0 | 0 | 0 | 0 | 0 | 0 | 0 | 0 | 0 | 0 | 0 | 0 | 0 | 0 | 0 | 0 | 0 | 0
Battery | 6 | 11 | 0 | 0 | 0 | 0 | 0 | 0 | 0 | 0 | 0 | 0 | 0 | 0 | 0 | 0 | 0 | 0 | 0 | 0 | 0 | 0 | 0 | 0 | 0 | 0
Battery | 7 | 0 | 0 | 0 | 0 | 0 | 0 | 0 | 0 | 0 | 0 | 0 | 0 | 0 | 0 | 0 | 0 | 0 | 0 | 0 | 0 | 0 | 0 | 0 | 0 | 0
Battery | 7 | 1 | 0 | 0 | 0 | 0 | 0 | 0 | 0 | 0 | 0 | 0 | 0 | 0 | 0 | 0 | 0 | 0 | 0 | 0 | 0 | 0 | 0 | 0 | 0 | 0
Battery | 7 | 2 | 0 | 0 | 0 | 0 | 0 | 0 | 0 | 0 | 0 | 0 | 0 | 0 | 0 | 0 | 0 | 0 | 0 | 0 | 0 | 0 | 0 | 0 | 0 | 0
Battery | 7 | 3 | 0 | 0 | 0 | 0 | 0 | 0 | 0 | 0 | 0 | 0 | 0 | 0 | 0 | 0 | 0 | 0 | 0 | 0 | 0 | 0 | 0 | 0 | 0 | 0
Battery | 7 | 4 | 0 | 0 | 0 | 0 | 0 | 0 | 0 | 0 | 0 | 0 | 0 | 0 | 0 | 0 | 0 | 0 | 0 | 0 | 0 | 0 | 0 | 0 | 0 | 0
Battery | 7 | 5 | 0 | 0 | 0 | 0 | 0 | 0 | 0 | 0 | 0 | 0 | 0 | 0 | 0 | 0 | 0 | 0 | 0 | 0 | 0 | 0 | 0 | 0 | 0 | 0
Battery | 7 | 6 | 0 | 0 | 0 | 0 | 0 | 0 | 0 | 0 | 0 | 0 | 0 | 0 | 0 | 0 | 0 | 0 | 0 | 0 | 0 | 0 | 0 | 0 | 0 | 0
Battery | 7 | 7 | 0 | 0 | 0 | 0 | 0 | 0 | 0 | 0 | 0 | 0 | 0 | 0 | 0 | 0 | 0 | 0 | 0 | 0 | 0 | 0 | 0 | 0 | 0 | 0
Battery | 7 | 8 | 0 | 0 | 0 | 0 | 0 | 0 | 0 | 0 | 0 | 0 | 0 | 0 | 0 | 0 | 0 | 0 | 0 | 0 | 0 | 0 | 0 | 0 | 0 | 0
Battery | 7 | 9 | 0 | 0 | 0 | 0 | 0 | 0 | 0 | 0 | 0 | 0 | 0 | 0 | 0 | 0 | 0 | 0 | 0 | 0 | 0 | 0 | 0 | 0 | 0 | 0
Battery | 7 | 10 | 0 | 0 | 0 | 0 | 0 | 0 | 0 | 0 | 0 | 0 | 0 | 0 | 0 | 0 | 0 | 0 | 0 | 0 | 0 | 0 | 0 | 0 | 0 | 0
Battery | 7 | 11 | 0 | 0 | 0 | 0 | 0 | 0 | 0 | 0 | 0 | 0 | 0 | 0 | 0 | 0 | 0 | 0 | 0 | 0 | 0 | 0 | 0 | 0 | 0 | 0
Battery | 8 | 0 | 0 | 0 | 0 | 0 | 0 | 0 | 0 | 0 | 0 | 0 | 0 | 0 | 0 | 0 | 0 | 0 | 0 | 0 | 0 | 0 | 0 | 0 | 0 | 0
Battery | 8 | 1 | 0 | 0 | 0 | 0 | 0 | 0 | 0 | 0 | 0 | 0 | 0 | 0 | 0 | 0 | 0 | 0 | 0 | 0 | 0 | 0 | 0 | 0 | 0 | 0
Battery | 8 | 2 | 0 | 0 | 0 | 0 | 0 | 0 | 0 | 0 | 0 | 0 | 0 | 0 | 0 | 0 | 0 | 0 | 0 | 0 | 0 | 0 | 0 | 0 | 0 | 0
Battery | 8 | 3 | 0 | 0 | 0 | 0 | 0 | 0 | 0 | 0 | 0 | 0 | 0 | 0 | 0 | 0 | 0 | 0 | 0 | 0 | 0 | 0 | 0 | 0 | 0 | 0
Battery | 8 | 4 | 0 | 0 | 0 | 0 | 0 | 0 | 0 | 0 | 0 | 0 | 0 | 0 | 0 | 0 | 0 | 0 | 0 | 0 | 0 | 0 | 0 | 0 | 0 | 0
Battery | 8 | 5 | 0 | 0 | 0 | 0 | 0 | 0 | 0 | 0 | 0 | 0 | 0 | 0 | 0 | 0 | 0 | 0 | 0 | 0 | 0 | 0 | 0 | 0 | 0 | 0
Battery | 8 | 6 | 0 | 0 | 0 | 0 | 0 | 0 | 0 | 0 | 0 | 0 | 0 | 0 | 0 | 0 | 0 | 0 | 0 | 0 | 0 | 0 | 0 | 0 | 0 | 0
Battery | 8 | 7 | 0 | 0 | 0 | 0 | 0 | 0 | 0 | 0 | 0 | 0 | 0 | 0 | 0 | 0 | 0 | 0 | 0 | 0 | 0 | 0 | 0 | 0 | 0 | 0
Battery | 8 | 8 | 0 | 0 | 0 | 0 | 0 | 0 | 0 | 0 | 0 | 0 | 0 | 0 | 0 | 0 | 0 | 0 | 0 | 0 | 0 | 0 | 0 | 0 | 0 | 0
Battery | 8 | 9 | 0 | 0 | 0 | 0 | 0 | 0 | 0 | 0 | 0 | 0 | 0 | 0 | 0 | 0 | 0 | 0 | 0 | 0 | 0 | 0 | 0 | 0 | 0 | 0
Battery | 8 | 10 | 0 | 0 | 0 | 0 | 0 | 0 | 0 | 0 | 0 | 0 | 0 | 0 | 0 | 0 | 0 | 0 | 0 | 0 | 0 | 0 | 0 | 0 | 0 | 0
Battery | 8 | 11 | 0 | 0 | 0 | 0 | 0 | 0 | 0 | 0 | 0 | 0 | 0 | 0 | 0 | 0 | 0 | 0 | 0 | 0 | 0 | 0 | 0 | 0 | 0 | 0
Battery | 9 | 0 | 0 | 0 | 0 | 0 | 0 | 0 | 0 | 0 | 0 | 0 | 0 | 0 | 0 | 0 | 0 | 0 | 0 | 0 | 0 | 0 | 0 | 0 | 0 | 0
Battery | 9 | 1 | 0 | 0 | 0 | 0 | 0 | 0 | 0 | 0 | 0 | 0 | 0 | 0 | 0 | 0 | 0 | 0 | 0 | 0 | 0 | 0 | 0 | 0 | 0 | 0
Battery | 9 | 2 | 0 | 0 | 0 | 0 | 0 | 0 | 0 | 0 | 0 | 0 | 0 | 0 | 0 | 0 | 0 | 0 | 0 | 0 | 0 | 0 | 0 | 0 | 0 | 0
Battery | 9 | 3 | 0 | 0 | 0 | 0 | 0 | 0 | 0 | 0 | 0 | 0 | 0 | 0 | 0 | 0 | 0 | 0 | 0 | 0 | 0 | 0 | 0 | 0 | 0 | 0
Battery | 9 | 4 | 0 | 0 | 0 | 0 | 0 | 0 | 0 | 0 | 0 | 0 | 0 | 0 | 0 | 0 | 0 | 0 | 0 | 0 | 0 | 0 | 0 | 0 | 0 | 0
Battery | 9 | 5 | 0 | 0 | 0 | 0 | 0 | 0 | 0 | 0 | 0 | 0 | 0 | 0 | 0 | 0 | 0 | 0 | 0 | 0 | 0 | 0 | 0 | 0 | 0 | 0
Battery | 9 | 6 | 0 | 0 | 0 | 0 | 0 | 0 | 0 | 0 | 0 | 0 | 0 | 0 | 0 | 0 | 0 | 0 | 0 | 0 | 0 | 0 | 0 | 0 | 0 | 0
Battery | 9 | 7 | 0 | 0 | 0 | 0 | 0 | 0 | 0 | 0 | 0 | 0 | 0 | 0 | 0 | 0 | 0 | 0 | 0 | 0 | 0 | 0 | 0 | 0 | 0 | 0
Battery | 9 | 8 | 0 | 0 | 0 | 0 | 0 | 0 | 0 | 0 | 0 | 0 | 0 | 0 | 0 | 0 | 0 | 0 | 0 | 0 | 0 | 0 | 0 | 0 | 0 | 0
Battery | 9 | 9 | 0 | 0 | 0 | 0 | 0 | 0 | 0 | 0 | 0 | 0 | 0 | 0 | 0 | 0 | 0 | 0 | 0 | 0 | 0 | 0 | 0 | 0 | 0 | 0
Battery | 9 | 10 | 0 | 0 | 0 | 0 | 0 | 0 | 0 | 0 | 0 | 0 | 0 | 0 | 0 | 0 | 0 | 0 | 0 | 0 | 0 | 0 | 0 | 0 | 0 | 0
Battery | 9 | 11 | 0 | 0 | 0 | 0 | 0 | 0 | 0 | 0 | 0 | 0 | 0 | 0 | 0 | 0 | 0 | 0 | 0 | 0 | 0 | 0 | 0 | 0 | 0 | 0
Battery | 10 | 0 | 0 | 0 | 0 | 0 | 0 | 0 | 0 | 0 | 0 | 0 | 0 | 0 | 0 | 0 | 0 | 0 | 0 | 0 | 0 | 0 | 0 | 0 | 0 | 0
Battery | 10 | 1 | 0 | 0 | 0 | 0 | 0 | 0 | 0 | 0 | 0 | 0 | 0 | 0 | 0 | 0 | 0 | 0 | 0 | 0 | 0 | 0 | 0 | 0 | 0 | 0
Battery | 10 | 2 | 0 | 0 | 0 | 0 | 0 | 0 | 0 | 0 | 0 | 0 | 0 | 0 | 0 | 0 | 0 | 0 | 0 | 0 | 0 | 0 | 0 | 0 | 0 | 0
Battery | 10 | 3 | 0 | 0 | 0 | 0 | 0 | 0 | 0 | 0 | 0 | 0 | 0 | 0 | 0 | 0 | 0 | 0 | 0 | 0 | 0 | 0 | 0 | 0 | 0 | 0
Battery | 10 | 4 | 0 | 0 | 0 | 0 | 0 | 0 | 0 | 0 | 0 | 0 | 0 | 0 | 0 | 0 | 0 | 0 | 0 | 0 | 0 | 0 | 0 | 0 | 0 | 0
Battery | 10 | 5 | 0 | 0 | 0 | 0 | 0 | 0 | 0 | 0 | 0 | 0 | 0 | 0 | 0 | 0 | 0 | 0 | 0 | 0 | 0 | 0 | 0 | 0 | 0 | 0
Battery | 10 | 6 | 0 | 0 | 0 | 0 | 0 | 0 | 0 | 0 | 0 | 0 | 0 | 0 | 0 | 0 | 0 | 0 | 0 | 0 | 0 | 0 | 0 | 0 | 0 | 0
Battery | 10 | 7 | 0 | 0 | 0 | 0 | 0 | 0 | 0 | 0 | 0 | 0 | 0 | 0 | 0 | 0 | 0 | 0 | 0 | 0 | 0 | 0 | 0 | 0 | 0 | 0
Battery | 10 | 8 | 0 | 0 | 0 | 0 | 0 | 0 | 0 | 0 | 0 | 0 | 0 | 0 | 0 | 0 | 0 | 0 | 0 | 0 | 0 | 0 | 0 | 0 | 0 | 0
Battery | 10 | 9 | 0 | 0 | 0 | 0 | 0 | 0 | 0 | 0 | 0 | 0 | 0 | 0 | 0 | 0 | 0 | 0 | 0 | 0 | 0 | 0 | 0 | 0 | 0 | 0
Battery | 10 | 10 | 0 | 0 | 0 | 0 | 0 | 0 | 0 | 0 | 0 | 0 | 0 | 0 | 0 | 0 | 0 | 0 | 0 | 0 | 0 | 0 | 0 | 0 | 0 | 0
Battery | 10 | 11 | 0 | 0 | 0 | 0 | 0 | 0 | 0 | 0 | 0 | 0 | 0 | 0 | 0 | 0 | 0 | 0 | 0 | 0 | 0 | 0 | 0 | 0 | 0 | 0
Battery | 11 | 0 | 0 | 0 | 0 | 0 | 0 | 0 | 0 | 0 | 0 | 0 | 0 | 0 | 0 | 0 | 0 | 0 | 0 | 0 | 0 | 0 | 0 | 0 | 0 | 0
Battery | 11 | 1 | 0 | 0 | 0 | 0 | 0 | 0 | 0 | 0 | 0 | 0 | 0 | 0 | 0 | 0 | 0 | 0 | 0 | 0 | 0 | 0 | 0 | 0 | 0 | 0
Battery | 11 | 2 | 0 | 0 | 0 | 0 | 0 | 0 | 0 | 0 | 0 | 0 | 0 | 0 | 0 | 0 | 0 | 0 | 0 | 0 | 0 | 0 | 0 | 0 | 0 | 0
Battery | 11 | 3 | 0 | 0 | 0 | 0 | 0 | 0 | 0 | 0 | 0 | 0 | 0 | 0 | 0 | 0 | 0 | 0 | 0 | 0 | 0 | 0 | 0 | 0 | 0 | 0
Battery | 11 | 4 | 0 | 0 | 0 | 0 | 0 | 0 | 0 | 0 | 0 | 0 | 0 | 0 | 0 | 0 | 0 | 0 | 0 | 0 | 0 | 0 | 0 | 0 | 0 | 0
Battery | 11 | 5 | 0 | 0 | 0 | 0 | 0 | 0 | 0 | 0 | 0 | 0 | 0 | 0 | 0 | 0 | 0 | 0 | 0 | 0 | 0 | 0 | 0 | 0 | 0 | 0
Battery | 11 | 6 | 0 | 0 | 0 | 0 | 0 | 0 | 0 | 0 | 0 | 0 | 0 | 0 | 0 | 0 | 0 | 0 | 0 | 0 | 0 | 0 | 0 | 0 | 0 | 0
Battery | 11 | 7 | 0 | 0 | 0 | 0 | 0 | 0 | 0 | 0 | 0 | 0 | 0 | 0 | 0 | 0 | 0 | 0 | 0 | 0 | 0 | 0 | 0 | 0 | 0 | 0
Battery | 11 | 8 | 0 | 0 | 0 | 0 | 0 | 0 | 0 | 0 | 0 | 0 | 0 | 0 | 0 | 0 | 0 | 0 | 0 | 0 | 0 | 0 | 0 | 0 | 0 | 0
Battery | 11 | 9 | 0 | 0 | 0 | 0 | 0 | 0 | 0 | 0 | 0 | 0 | 0 | 0 | 0 | 0 | 0 | 0 | 0 | 0 | 0 | 0 | 0 | 0 | 0 | 0
Battery | 11 | 10 | 0 | 0 | 0 | 0 | 0 | 0 | 0 | 0 | 0 | 0 | 0 | 0 | 0 | 0 | 0 | 0 | 0 | 0 | 0 | 0 | 0 | 0 | 0 | 0
Battery | 11 | 11 | 0 | 0 | 0 | 0 | 0 | 0 | 0 | 0 | 0 | 0 | 0 | 0 | 0 | 0 | 0 | 0 | 0 | 0 | 0 | 0 | 0 | 0 | 0 | 0
Battery | 12 | 0 | 0 | 0 | 0 | 0 | 0 | 0 | 0 | 0 | 0 | 0 | 0 | 0 | 0 | 0 | 0 | 0 | 0 | 0 | 0 | 0 | 0 | 0 | 0 | 0
Battery | 12 | 1 | 0 | 0 | 0 | 0 | 0 | 0 | 0 | 0 | 0 | 0 | 0 | 0 | 0 | 0 | 0 | 0 | 0 | 0 | 0 | 0 | 0 | 0 | 0 | 0
Battery | 12 | 2 | 0 | 0 | 0 | 0 | 0 | 0 | 0 | 0 | 0 | 0 | 0 | 0 | 0 | 0 | 0 | 0 | 0 | 0 | 0 | 0 | 0 | 0 | 0 | 0
Battery | 12 | 3 | 0 | 0 | 0 | 0 | 0 | 0 | 0 | 0 | 0 | 0 | 0 | 0 | 0 | 0 | 0 | 0 | 0 | 0 | 0 | 0 | 0 | 0 | 0 | 0
Battery | 12 | 4 | 0 | 0 | 0 | 0 | 0 | 0 | 0 | 0 | 0 | 0 | 0 | 0 | 0 | 0 | 0 | 0 | 0 | 0 | 0 | 0 | 0 | 0 | 0 | 0
Battery | 12 | 5 | 0 | 0 | 0 | 0 | 0 | 0 | 0 | 0 | 0 | 0 | 0 | 0 | 0 | 0 | 0 | 0 | 0 | 0 | 0 | 0 | 0 | 0 | 0 | 0
Battery | 12 | 6 | 0 | 0 | 0 | 0 | 0 | 0 | 0 | 0 | 0 | 0 | 0 | 0 | 0 | 0 | 0 | 0 | 0 | 0 | 0 | 0 | 0 | 0 | 0 | 0
Battery | 12 | 7 | 0 | 0 | 0 | 0 | 0 | 0 | 0 | 0 | 0 | 0 | 0 | 0 | 0 | 0 | 0 | 0 | 0 | 0 | 0 | 0 | 0 | 0 | 0 | 0
Battery | 12 | 8 | 0 | 0 | 0 | 0 | 0 | 0 | 0 | 0 | 0 | 0 | 0 | 0 | 0 | 0 | 0 | 0 | 0 | 0 | 0 | 0 | 0 | 0 | 0 | 0
Battery | 12 | 9 | 0 | 0 | 0 | 0 | 0 | 0 | 0 | 0 | 0 | 0 | 0 | 0 | 0 | 0 | 0 | 0 | 0 | 0 | 0 | 0 | 0 | 0 | 0 | 0
Battery | 12 | 10 | 0 | 0 | 0 | 0 | 0 | 0 | 0 | 0 | 0 | 0 | 0 | 0 | 0 | 0 | 0 | 0 | 0 | 0 | 0 | 0 | 0 | 0 | 0 | 0
Battery | 12 | 11 | 0 | 0 | 0 | 0 | 0 | 0 | 0 | 0 | 0 | 0 | 0 | 0 | 0 | 0 | 0 | 0 | 0 | 0 | 0 | 0 | 0 | 0 | 0 | 0
Battery | 13 | 0 | 0 | 0 | 0 | 0 | 0 | 0 | 0 | 0 | 0 | 0 | 0 | 0 | 0 | 0 | 0 | 0 | 0 | 0 | 0 | 0 | 0 | 0 | 0 | 0
Battery | 13 | 1 | 0 | 0 | 0 | 0 | 0 | 0 | 0 | 0 | 0 | 0 | 0 | 0 | 0 | 0 | 0 | 0 | 0 | 0 | 0 | 0 | 0 | 0 | 0 | 0
Battery | 13 | 2 | 0 | 0 | 0 | 0 | 0 | 0 | 0 | 0 | 0 | 0 | 0 | 0 | 0 | 0 | 0 | 0 | 0 | 0 | 0 | 0 | 0 | 0 | 0 | 0
Battery | 13 | 3 | 0 | 0 | 0 | 0 | 0 | 0 | 0 | 0 | 0 | 0 | 0 | 0 | 0 | 0 | 0 | 0 | 0 | 0 | 0 | 0 | 0 | 0 | 0 | 0
Battery | 13 | 4 | 0 | 0 | 0 | 0 | 0 | 0 | 0 | 0 | 0 | 0 | 0 | 0 | 0 | 0 | 0 | 0 | 0 | 0 | 0 | 0 | 0 | 0 | 0 | 0
Battery | 13 | 5 | 0 | 0 | 0 | 0 | 0 | 0 | 0 | 0 | 0 | 0 | 0 | 0 | 0 | 0 | 0 | 0 | 0 | 0 | 0 | 0 | 0 | 0 | 0 | 0
Battery | 13 | 6 | 0 | 0 | 0 | 0 | 0 | 0 | 0 | 0 | 0 | 0 | 0 | 0 | 0 | 0 | 0 | 0 | 0 | 0 | 0 | 0 | 0 | 0 | 0 | 0
Battery | 13 | 7 | 0 | 0 | 0 | 0 | 0 | 0 | 0 | 0 | 0 | 0 | 0 | 0 | 0 | 0 | 0 | 0 | 0 | 0 | 0 | 0 | 0 | 0 | 0 | 0
Battery | 13 | 8 | 0 | 0 | 0 | 0 | 0 | 0 | 0 | 0 | 0 | 0 | 0 | 0 | 0 | 0 | 0 | 0 | 0 | 0 | 0 | 0 | 0 | 0 | 0 | 0
Battery | 13 | 9 | 0 | 0 | 0 | 0 | 0 | 0 | 0 | 0 | 0 | 0 | 0 | 0 | 0 | 0 | 0 | 0 | 0 | 0 | 0 | 0 | 0 | 0 | 0 | 0
Battery | 13 | 10 | 0 | 0 | 0 | 0 | 0 | 0 | 0 | 0 | 0 | 0 | 0 | 0 | 0 | 0 | 0 | 0 | 0 | 0 | 0 | 0 | 0 | 0 | 0 | 0
Battery | 13 | 11 | 0 | 0 | 0 | 0 | 0 | 0 | 0 | 0 | 0 | 0 | 0 | 0 | 0 | 0 | 0 | 0 | 0 | 0 | 0 | 0 | 0 | 0 | 0 | 0
Battery | 14 | 0 | 0 | 0 | 0 | 0 | 0 | 0 | 0 | 0 | 0 | 0 | 0 | 0 | 0 | 0 | 0 | 0 | 0 | 0 | 0 | 0 | 0 | 0 | 0 | 0
Battery | 14 | 1 | 0 | 0 | 0 | 0 | 0 | 0 | 0 | 0 | 0 | 0 | 0 | 0 | 0 | 0 | 0 | 0 | 0 | 0 | 0 | 0 | 0 | 0 | 0 | 0
Battery | 14 | 2 | 0 | 0 | 0 | 0 | 0 | 0 | 0 | 0 | 0 | 0 | 0 | 0 | 0 | 0 | 0 | 0 | 0 | 0 | 0 | 0 | 0 | 0 | 0 | 0
Battery | 14 | 3 | 0 | 0 | 0 | 0 | 0 | 0 | 0 | 0 | 0 | 0 | 0 | 0 | 0 | 0 | 0 | 0 | 0 | 0 | 0 | 0 | 0 | 0 | 0 | 0
Battery | 14 | 4 | 0 | 0 | 0 | 0 | 0 | 0 | 0 | 0 | 0 | 0 | 0 | 0 | 0 | 0 | 0 | 0 | 0 | 0 | 0 | 0 | 0 | 0 | 0 | 0
Battery | 14 | 5 | 0 | 0 | 0 | 0 | 0 | 0 | 0 | 0 | 0 | 0 | 0 | 0 | 0 | 0 | 0 | 0 | 0 | 0 | 0 | 0 | 0 | 0 | 0 | 0
Battery | 14 | 6 | 0 | 0 | 0 | 0 | 0 | 0 | 0 | 0 | 0 | 0 | 0 | 0 | 0 | 0 | 0 | 0 | 0 | 0 | 0 | 0 | 0 | 0 | 0 | 0
Battery | 14 | 7 | 0 | 0 | 0 | 0 | 0 | 0 | 0 | 0 | 0 | 0 | 0 | 0 | 0 | 0 | 0 | 0 | 0 | 0 | 0 | 0 | 0 | 0 | 0 | 0
Battery | 14 | 8 | 0 | 0 | 0 | 0 | 0 | 0 | 0 | 0 | 0 | 0 | 0 | 0 | 0 | 0 | 0 | 0 | 0 | 0 | 0 | 0 | 0 | 0 | 0 | 0
Battery | 14 | 9 | 0 | 0 | 0 | 0 | 0 | 0 | 0 | 0 | 0 | 0 | 0 | 0 | 0 | 0 | 0 | 0 | 0 | 0 | 0 | 0 | 0 | 0 | 0 | 0
Battery | 14 | 10 | 0 | 0 | 0 | 0 | 0 | 0 | 0 | 0 | 0 | 0 | 0 | 0 | 0 | 0 | 0 | 0 | 0 | 0 | 0 | 0 | 0 | 0 | 0 | 0
Battery | 14 | 11 | 0 | 0 | 0 | 0 | 0 | 0 | 0 | 0 | 0 | 0 | 0 | 0 | 0 | 0 | 0 | 0 | 0 | 0 | 0 | 0 | 0 | 0 | 0 | 0
Battery | 15 | 0 | 0 | 0 | 0 | 0 | 0 | 0 | 0 | 0 | 0 | 0 | 0 | 0 | 0 | 0 | 0 | 0 | 0 | 0 | 0 | 0 | 0 | 0 | 0 | 0
Battery | 15 | 1 | 0 | 0 | 0 | 0 | 0 | 0 | 0 | 0 | 0 | 0 | 0 | 0 | 0 | 0 | 0 | 0 | 0 | 0 | 0 | 0 | 0 | 0 | 0 | 0
Battery | 15 | 2 | 0 | 0 | 0 | 0 | 0 | 0 | 0 | 0 | 0 | 0 | 0 | 0 | 0 | 0 | 0 | 0 | 0 | 0 | 0 | 0 | 0 | 0 | 0 | 0
Battery | 15 | 3 | 0 | 0 | 0 | 0 | 0 | 0 | 0 | 0 | 0 | 0 | 0 | 0 | 0 | 0 | 0 | 0 | 0 | 0 | 0 | 0 | 0 | 0 | 0 | 0
Battery | 15 | 4 | 0 | 0 | 0 | 0 | 0 | 0 | 0 | 0 | 0 | 0 | 0 | 0 | 0 | 0 | 0 | 0 | 0 | 0 | 0 | 0 | 0 | 0 | 0 | 0
Battery | 15 | 5 | 0 | 0 | 0 | 0 | 0 | 0 | 0 | 0 | 0 | 0 | 0 | 0 | 0 | 0 | 0 | 0 | 0 | 0 | 0 | 0 | 0 | 0 | 0 | 0
Battery | 15 | 6 | 0 | 0 | 0 | 0 | 0 | 0 | 0 | 0 | 0 | 0 | 0 | 0 | 0 | 0 | 0 | 0 | 0 | 0 | 0 | 0 | 0 | 0 | 0 | 0
Battery | 15 | 7 | 0 | 0 | 0 | 0 | 0 | 0 | 0 | 0 | 0 | 0 | 0 | 0 | 0 | 0 | 0 | 0 | 0 | 0 | 0 | 0 | 0 | 0 | 0 | 0
Battery | 15 | 8 | 0 | 0 | 0 | 0 | 0 | 0 | 0 | 0 | 0 | 0 | 0 | 0 | 0 | 0 | 0 | 0 | 0 | 0 | 0 | 0 | 0 | 0 | 0 | 0
Battery | 15 | 9 | 0 | 0 | 0 | 0 | 0 | 0 | 0 | 0 | 0 | 0 | 0 | 0 | 0 | 0 | 0 | 0 | 0 | 0 | 0 | 0 | 0 | 0 | 0 | 0
Battery | 15 | 10 | 0 | 0 | 0 | 0 | 0 | 0 | 0 | 0 | 0 | 0 | 0 | 0 | 0 | 0 | 0 | 0 | 0 | 0 | 0 | 0 | 0 | 0 | 0 | 0
Battery | 15 | 11 | 0 | 0 | 0 | 0 | 0 | 0 | 0 | 0 | 0 | 0 | 0 | 0 | 0 | 0 | 0 | 0 | 0 | 0 | 0 | 0 | 0 | 0 | 0 | 0
Battery | 16 | 0 | 0 | 0 | 0 | 0 | 0 | 0 | 0 | 0 | 0 | 0 | 0 | 0 | 0 | 0 | 0 | 0 | 0 | 0 | 0 | 0 | 0 | 0 | 0 | 0
Battery | 16 | 1 | 0 | 0 | 0 | 0 | 0 | 0 | 0 | 0 | 0 | 0 | 0 | 0 | 0 | 0 | 0 | 0 | 0 | 0 | 0 | 0 | 0 | 0 | 0 | 0
Battery | 16 | 2 | 0 | 0 | 0 | 0 | 0 | 0 | 0 | 0 | 0 | 0 | 0 | 0 | 0 | 0 | 0 | 0 | 0 | 0 | 0 | 0 | 0 | 0 | 0 | 0
Battery | 16 | 3 | 0 | 0 | 0 | 0 | 0 | 0 | 0 | 0 | 0 | 0 | 0 | 0 | 0 | 0 | 0 | 0 | 0 | 0 | 0 | 0 | 0 | 0 | 0 | 0
Battery | 16 | 4 | 0 | 0 | 0 | 0 | 0 | 0 | 0 | 0 | 0 | 0 | 0 | 0 | 0 | 0 | 0 | 0 | 0 | 0 | 0 | 0 | 0 | 0 | 0 | 0
Battery | 16 | 5 | 0 | 0 | 0 | 0 | 0 | 0 | 0 | 0 | 0 | 0 | 0 | 0 | 0 | 0 | 0 | 0 | 0 | 0 | 0 | 0 | 0 | 0 | 0 | 0
Battery | 16 | 6 | 0 | 0 | 0 | 0 | 0 | 0 | 0 | 0 | 0 | 0 | 0 | 0 | 0 | 0 | 0 | 0 | 0 | 0 | 0 | 0 | 0 | 0 | 0 | 0
Battery | 16 | 7 | 0 | 0 | 0 | 0 | 0 | 0 | 0 | 0 | 0 | 0 | 0 | 0 | 0 | 0 | 0 | 0 | 0 | 0 | 0 | 0 | 0 | 0 | 0 | 0
Battery | 16 | 8 | 0 | 0 | 0 | 0 | 0 | 0 | 0 | 0 | 0 | 0 | 0 | 0 | 0 | 0 | 0 | 0 | 0 | 0 | 0 | 0 | 0 | 0 | 0 | 0
Battery | 16 | 9 | 0 | 0 | 0 | 0 | 0 | 0 | 0 | 0 | 0 | 0 | 0 | 0 | 0 | 0 | 0 | 0 | 0 | 0 | 0 | 0 | 0 | 0 | 0 | 0
Battery | 16 | 10 | 0 | 0 | 0 | 0 | 0 | 0 | 0 | 0 | 0 | 0 | 0 | 0 | 0 | 0 | 0 | 0 | 0 | 0 | 0 | 0 | 0 | 0 | 0 | 0
Battery | 16 | 11 | 0 | 0 | 0 | 0 | 0 | 0 | 0 | 0 | 0 | 0 | 0 | 0 | 0 | 0 | 0 | 0 | 0 | 0 | 0 | 0 | 0 | 0 | 0 | 0
Battery | 17 | 0 | 0 | 0 | 0 | 0 | 0 | 0 | 0 | 0 | 0 | 0 | 0 | 0 | 0 | 0 | 0 | 0 | 0 | 0 | 0 | 0 | 0 | 0 | 0 | 0
Battery | 17 | 1 | 0 | 0 | 0 | 0 | 0 | 0 | 0 | 0 | 0 | 0 | 0 | 0 | 0 | 0 | 0 | 0 | 0 | 0 | 0 | 0 | 0 | 0 | 0 | 0
Battery | 17 | 2 | 0 | 0 | 0 | 0 | 0 | 0 | 0 | 0 | 0 | 0 | 0 | 0 | 0 | 0 | 0 | 0 | 0 | 0 | 0 | 0 | 0 | 0 | 0 | 0
Battery | 17 | 3 | 0 | 0 | 0 | 0 | 0 | 0 | 0 | 0 | 0 | 0 | 0 | 0 | 0 | 0 | 0 | 0 | 0 | 0 | 0 | 0 | 0 | 0 | 0 | 0
Battery | 17 | 4 | 0 | 0 | 0 | 0 | 0 | 0 | 0 | 0 | 0 | 0 | 0 | 0 | 0 | 0 | 0 | 0 | 0 | 0 | 0 | 0 | 0 | 0 | 0 | 0
Battery | 17 | 5 | 0 | 0 | 0 | 0 | 0 | 0 | 0 | 0 | 0 | 0 | 0 | 0 | 0 | 0 | 0 | 0 | 0 | 0 | 0 | 0 | 0 | 0 | 0 | 0
Battery | 17 | 6 | 0 | 0 | 0 | 0 | 0 | 0 | 0 | 0 | 0 | 0 | 0 | 0 | 0 | 0 | 0 | 0 | 0 | 0 | 0 | 0 | 0 | 0 | 0 | 0
Battery | 17 | 7 | 0 | 0 | 0 | 0 | 0 | 0 | 0 | 0 | 0 | 0 | 0 | 0 | 0 | 0 | 0 | 0 | 0 | 0 | 0 | 0 | 0 | 0 | 0 | 0
Battery | 17 | 8 | 0 | 0 | 0 | 0 | 0 | 0 | 0 | 0 | 0 | 0 | 0 | 0 | 0 | 0 | 0 | 0 | 0 | 0 | 0 | 0 | 0 | 0 | 0 | 0
Battery | 17 | 9 | 0 | 0 | 0 | 0 | 0 | 0 | 0 | 0 | 0 | 0 | 0 | 0 | 0 | 0 | 0 | 0 | 0 | 0 | 0 | 0 | 0 | 0 | 0 | 0
Battery | 17 | 10 | 0 | 0 | 0 | 0 | 0 | 0 | 0 | 0 | 0 | 0 | 0 | 0 | 0 | 0 | 0 | 0 | 0 | 0 | 0 | 0 | 0 | 0 | 0 | 0
Battery | 17 | 11 | 0 | 0 | 0 | 0 | 0 | 0 | 0 | 0 | 0 | 0 | 0 | 0 | 0 | 0 | 0 | 0 | 0 | 0 | 0 | 0 | 0 | 0 | 0 | 0
Battery | 18 | 0 | 0 | 0 | 0 | 0 | 0 | 0 | 0 | 0 | 0 | 0 | 0 | 0 | 0 | 0 | 0 | 0 | 0 | 0 | 0 | 0 | 0 | 0 | 0 | 0
Battery | 18 | 1 | 0 | 0 | 0 | 0 | 0 | 0 | 0 | 0 | 0 | 0 | 0 | 0 | 0 | 0 | 0 | 0 | 0 | 0 | 0 | 0 | 0 | 0 | 0 | 0
Battery | 18 | 2 | 0 | 0 | 0 | 0 | 0 | 0 | 0 | 0 | 0 | 0 | 0 | 0 | 0 | 0 | 0 | 0 | 0 | 0 | 0 | 0 | 0 | 0 | 0 | 0
Battery | 18 | 3 | 0 | 0 | 0 | 0 | 0 | 0 | 0 | 0 | 0 | 0 | 0 | 0 | 0 | 0 | 0 | 0 | 0 | 0 | 0 | 0 | 0 | 0 | 0 | 0
Battery | 18 | 4 | 0 | 0 | 0 | 0 | 0 | 0 | 0 | 0 | 0 | 0 | 0 | 0 | 0 | 0 | 0 | 0 | 0 | 0 | 0 | 0 | 0 | 0 | 0 | 0
Battery | 18 | 5 | 0 | 0 | 0 | 0 | 0 | 0 | 0 | 0 | 0 | 0 | 0 | 0 | 0 | 0 | 0 | 0 | 0 | 0 | 0 | 0 | 0 | 0 | 0 | 0
Battery | 18 | 6 | 0 | 0 | 0 | 0 | 0 | 0 | 0 | 0 | 0 | 0 | 0 | 0 | 0 | 0 | 0 | 0 | 0 | 0 | 0 | 0 | 0 | 0 | 0 | 0
Battery | 18 | 7 | 0 | 0 | 0 | 0 | 0 | 0 | 0 | 0 | 0 | 0 | 0 | 0 | 0 | 0 | 0 | 0 | 0 | 0 | 0 | 0 | 0 | 0 | 0 | 0
Battery | 18 | 8 | 0 | 0 | 0 | 0 | 0 | 0 | 0 | 0 | 0 | 0 | 0 | 0 | 0 | 0 | 0 | 0 | 0 | 0 | 0 | 0 | 0 | 0 | 0 | 0
Battery | 18 | 9 | 0 | 0 | 0 | 0 | 0 | 0 | 0 | 0 | 0 | 0 | 0 | 0 | 0 | 0 | 0 | 0 | 0 | 0 | 0 | 0 | 0 | 0 | 0 | 0
Battery | 18 | 10 | 0 | 0 | 0 | 0 | 0 | 0 | 0 | 0 | 0 | 0 | 0 | 0 | 0 | 0 | 0 | 0 | 0 | 0 | 0 | 0 | 0 | 0 | 0 | 0
Battery | 18 | 11 | 0 | 0 | 0 | 0 | 0 | 0 | 0 | 0 | 0 | 0 | 0 | 0 | 0 | 0 | 0 | 0 | 0 | 0 | 0 | 0 | 0 | 0 | 0 | 0
Battery | 19 | 0 | 0 | 0 | 0 | 0 | 0 | 0 | 0 | 0 | 0 | 0 | 0 | 0 | 0 | 0 | 0 | 0 | 0 | 0 | 0 | 0 | 0 | 0 | 0 | 0
Battery | 19 | 1 | 0 | 0 | 0 | 0 | 0 | 0 | 0 | 0 | 0 | 0 | 0 | 0 | 0 | 0 | 0 | 0 | 0 | 0 | 0 | 0 | 0 | 0 | 0 | 0
Battery | 19 | 2 | 0 | 0 | 0 | 0 | 0 | 0 | 0 | 0 | 0 | 0 | 0 | 0 | 0 | 0 | 0 | 0 | 0 | 0 | 0 | 0 | 0 | 0 | 0 | 0
Battery | 19 | 3 | 0 | 0 | 0 | 0 | 0 | 0 | 0 | 0 | 0 | 0 | 0 | 0 | 0 | 0 | 0 | 0 | 0 | 0 | 0 | 0 | 0 | 0 | 0 | 0
Battery | 19 | 4 | 0 | 0 | 0 | 0 | 0 | 0 | 0 | 0 | 0 | 0 | 0 | 0 | 0 | 0 | 0 | 0 | 0 | 0 | 0 | 0 | 0 | 0 | 0 | 0
Battery | 19 | 5 | 0 | 0 | 0 | 0 | 0 | 0 | 0 | 0 | 0 | 0 | 0 | 0 | 0 | 0 | 0 | 0 | 0 | 0 | 0 | 0 | 0 | 0 | 0 | 0
Battery | 19 | 6 | 0 | 0 | 0 | 0 | 0 | 0 | 0 | 0 | 0 | 0 | 0 | 0 | 0 | 0 | 0 | 0 | 0 | 0 | 0 | 0 | 0 | 0 | 0 | 0
Battery | 19 | 7 | 0 | 0 | 0 | 0 | 0 | 0 | 0 | 0 | 0 | 0 | 0 | 0 | 0 | 0 | 0 | 0 | 0 | 0 | 0 | 0 | 0 | 0 | 0 | 0
Battery | 19 | 8 | 0 | 0 | 0 | 0 | 0 | 0 | 0 | 0 | 0 | 0 | 0 | 0 | 0 | 0 | 0 | 0 | 0 | 0 | 0 | 0 | 0 | 0 | 0 | 0
Battery | 19 | 9 | 0 | 0 | 0 | 0 | 0 | 0 | 0 | 0 | 0 | 0 | 0 | 0 | 0 | 0 | 0 | 0 | 0 | 0 | 0 | 0 | 0 | 0 | 0 | 0
Battery | 19 | 10 | 0 | 0 | 0 | 0 | 0 | 0 | 0 | 0 | 0 | 0 | 0 | 0 | 0 | 0 | 0 | 0 | 0 | 0 | 0 | 0 | 0 | 0 | 0 | 0
Battery | 19 | 11 | 0 | 0 | 0 | 0 | 0 | 0 | 0 | 0 | 0 | 0 | 0 | 0 | 0 | 0 | 0 | 0 | 0 | 0 | 0 | 0 | 0 | 0 | 0 | 0

## Purchased Electricity
Year | Day | Hour 0 | Hour 1 | Hour 2 | Hour 3 | Hour 4 | Hour 5 | Hour 6 | Hour 7 | Hour 8 | Hour 9 | Hour 10 | Hour 11 | Hour 12 | Hour 13 | Hour 14 | Hour 15 | Hour 16 | Hour 17 | Hour 18 | Hour 19 | Hour 20 | Hour 21 | Hour 22 | Hour 23
0 | 0 | 0 | 0 | 0 | 0 | 0 | 0 | 0 | 0 | 0 | 0 | 0 | 0 | 0 | 0 | 0 | 0 | 0 | 0 | 0 | 0 | 0 | 0 | 0 | 0
0 | 1 | 0 | 0 | 0 | 0 | 0 | 0 | 0 | 0 | 0 | 0 | 0 | 0 | 0 | 0 | 0 | 0 | 0 | 0 | 0 | 0 | 0 | 0 | 0 | 0
0 | 2 | 0 | 0 | 0 | 0 | 0 | 0 | 0 | 0 | 0 | 0 | 0 | 0 | 0 | 0 | 0 | 0 | 0 | 0 | 0 | 0 | 0 | 0 | 0 | 0
0 | 3 | 0 | 0 | 0 | 0 | 0 | 0 | 0 | 0 | 0 | 0 | 0 | 0 | 0 | 0 | 0 | 0 | 0 | 0 | 0 | 0 | 0 | 0 | 0 | 0
0 | 4 | 0 | 0 | 0 | 0 | 0 | 0 | 0 | 0 | 0 | 0 | 0 | 0 | 0 | 0 | 0 | 0 | 0 | 0 | 0 | 0 | 0 | 0 | 0 | 0
0 | 5 | 0 | 0 | 0 | 0 | 0 | 0 | 0 | 0 | 0 | 0 | 0 | 0 | 0 | 0 | 0 | 0 | 0 | 0 | 0 | 0 | 0 | 0 | 0 | 0
0 | 6 | 0 | 0 | 0 | 0 | 0 | 0 | 0 | 0 | 0 | 0 | 0 | 0 | 0 | 0 | 0 | 0 | 0 | 0 | 0 | 0 | 0 | 0 | 0 | 0
0 | 7 | 0 | 0 | 0 | 0 | 0 | 0 | 0 | 0 | 0 | 0 | 0 | 0 | 0 | 0 | 0 | 0 | 0 | 0 | 0 | 0 | 0 | 0 | 0 | 0
0 | 8 | 0 | 0 | 0 | 0 | 0 | 0 | 0 | 0 | 0 | 0 | 0 | 0 | 0 | 0 | 0 | 0 | 0 | 0 | 0 | 0 | 0 | 0 | 0 | 0
0 | 9 | 0 | 0 | 0 | 0 | 0 | 0 | 0 | 0 | 0 | 0 | 0 | 0 | 0 | 0 | 0 | 0 | 0 | 0 | 0 | 0 | 0 | 0 | 0 | 0
0 | 10 | 0 | 0 | 0 | 0 | 0 | 0 | 0 | 0 | 0 | 0 | 0 | 0 | 0 | 0 | 0 | 0 | 0 | 0 | 0 | 0 | 0 | 0 | 0 | 0
0 | 11 | 0 | 0 | 0 | 0 | 0 | 0 | 0 | 0 | 0 | 0 | 0 | 0 | 0 | 0 | 0 | 0 | 0 | 0 | 0 | 0 | 0 | 0 | 0 | 0
1 | 0 | 2.2573 | 1.7562 | 1.2602 | 0.99287 | 1.0061 | 1.7261 | 2.5127 | 0 | 0 | 0 | 0 | 0 | 0 | 0 | 0 | 0 | 4.373 | 5.9159 | 7.6447 | 8.2146 | 7.4766 | 6.1545 | 5.509 | 4.3414
1 | 1 | 3.8583 | 3.4049 | 2.7805 | 2.2889 | 2.3823 | 3.2729 | 3.4664 | 0 | 0 | 0 | 0 | 0 | 0 | 0 | 0 | 0 | 4.66 | 6.8976 | 8.6142 | 9.0657 | 8.3403 | 7.3426 | 7.0378 | 5.8928
1 | 2 | 1.8529 | 1.585 | 1.4825 | 1.1063 | 0.94993 | 1.5457 | 0.19996 | 0 | 0 | 0 | 0 | 0 | 0 | 0 | 0 | 0 | 0 | 3.8955 | 6.0131 | 6.7386 | 6.3673 | 5.2013 | 4.5446 | 3.3588
1 | 3 | 1.1016 | 0.30867 | 0 | 0 | 0 | 0.5317 | 0 | 0 | 0 | 0 | 0 | 0 | 0 | 0 | 0 | 0 | 0.020774 | 4.8962 | 6.649 | 7.3597 | 6.7543 | 5.3804 | 4.4927 | 3.0017
1 | 4 | 4.0781 | 3.4262 | 2.4475 | 2.2305 | 2.437 | 2.2977 | 0 | 0 | 0 | 0 | 0 | 0 | 0 | 0 | 0 | 0 | 0 | 3.8402 | 6.8198 | 7.9784 | 8.2153 | 7.3419 | 6.7659 | 5.1612
1 | 5 | 8.0527 | 7.6011 | 7.044 | 6.646 | 6.3239 | 5.7913 | 1.619 | 0 | 0 | 0 | 0 | 0 | 0 | 0 | 0 | 0 | 1.1465 | 6.5771 | 9.6186 | 11.0309 | 10.9448 | 10.2144 | 10.3036 | 8.9822
1 | 6 | 9.6083 | 9.1157 | 8.5191 | 8.1452 | 7.9779 | 7.8084 | 3.8738 | 0 | 0 | 0 | 0 | 0 | 0 | 0 | 0 | 0 | 3.9172 | 8.8155 | 11.0834 | 12.5369 | 12.4901 | 11.732 | 11.8445 | 11.3063
1 | 7 | 9.5575 | 9.0872 | 8.5604 | 8.2129 | 8.0709 | 8.1954 | 4.0679 | 0 | 0 | 0 | 0 | 0 | 0 | 0 | 0 | 0 | 3.6 | 8.8116 | 11.4916 | 12.6487 | 12.4541 | 11.6551 | 11.8206 | 11.2436
1 | 8 | 8.6168 | 8.1002 | 7.5524 | 7.1962 | 7.0977 | 7.8175 | 3.9873 | 0 | 0 | 0 | 0 | 0 | 0 | 0 | 0 | 0 | 3.4943 | 8.6266 | 10.9254 | 12.0689 | 11.731 | 10.8643 | 10.7198 | 10.1585
1 | 9 | 5.9093 | 5.4798 | 5.1846 | 5.0552 | 5.0676 | 5.726 | 4.296 | 0 | 0 | 0 | 0 | 0 | 0 | 0 | 0 | 0 | 4.1311 | 8.0855 | 10.0052 | 10.6222 | 9.9378 | 8.7457 | 8.2204 | 7.3072
1 | 10 | 2.3179 | 1.7846 | 1.4715 | 1.1898 | 1.2747 | 2.2078 | 2.822 | 0 | 0 | 0 | 0 | 0 | 0 | 0 | 0 | 0.41136 | 6.2814 | 7.9596 | 8.8348 | 8.8685 | 7.8772 | 6.1934 | 5.1205 | 3.7735
1 | 11 | 5.5359 | 4.9139 | 4.6914 | 4.5495 | 4.5918 | 5.4349 | 6.4581 | 3.2374 | 0 | 0 | 0 | 0 | 0 | 0 | 0 | 2.7799 | 8.1801 | 9.01 | 10.4671 | 11.0667 | 10.3925 | 9.1332 | 8.3934 | 7.3354
2 | 0 | 2.6808 | 2.1515 | 1.6194 | 1.3309 | 1.3429 | 2.1079 | 2.9395 | 0.050651 | 0 | 0 | 0 | 0 | 0 | 0 | 0 | 0 | 4.8952 | 6.4579 | 8.2653 | 8.8628 | 8.0964 | 6.7264 | 6.0728 | 4.8621
2 | 1 | 4.2736 | 3.7986 | 3.1441 | 2.6297 | 2.7238 | 3.6587 | 3.9102 | 0.34042 | 0 | 0 | 0 | 0 | 0 | 0 | 0 | 0 | 5.1815 | 7.4342 | 9.2356 | 9.7118 | 8.956 | 7.9166 | 7.5987 | 6.4009
2 | 2 | 2.2173 | 1.9197 | 1.7953 | 1.4006 | 1.243 | 1.8783 | 0.57392 | 0 | 0 | 0 | 0 | 0 | 0 | 0 | 0 | 0 | 0 | 4.38 | 6.5775 | 7.3345 | 6.9392 | 5.7219 | 5.0477 | 3.8098
2 | 3 | 1.4411 | 0.62044 | 0.15003 | 0.011262 | 0.15409 | 0.83606 | 0 | 0 | 0 | 0 | 0 | 0 | 0 | 0 | 0 | 0 | 0.45585 | 5.3335 | 7.1378 | 7.9007 | 7.283 | 5.8553 | 4.953 | 3.4118
2 | 4 | 4.4468 | 3.764 | 2.7549 | 2.5236 | 2.7245 | 2.6145 | 0 | 0 | 0 | 0 | 0 | 0 | 0 | 0 | 0 | 0 | 0 | 4.3169 | 7.3514 | 8.5458 | 8.7725 | 7.8502 | 7.252 | 5.5847
2 | 5 | 8.499 | 8.024 | 7.4378 | 7.0179 | 6.6796 | 6.1695 | 2.0066 | 0 | 0 | 0 | 0 | 0 | 0 | 0 | 0 | 0 | 1.662 | 7.1037 | 10.2056 | 11.6448 | 11.5417 | 10.7707 | 10.8634 | 9.4752
2 | 6 | 10.1041 | 9.5877 | 8.9619 | 8.5696 | 8.3938 | 8.2557 | 4.3304 | 0 | 0 | 0 | 0 | 0 | 0 | 0 | 0 | 0 | 4.4759 | 9.385 | 11.7072 | 13.1958 | 13.1315 | 12.3327 | 12.4507 | 11.8861
2 | 7 | 10.0568 | 9.5618 | 9.0063 | 8.6385 | 8.4876 | 8.6479 | 4.5272 | 0 | 0 | 0 | 0 | 0 | 0 | 0 | 0 | 0 | 4.1599 | 9.3806 | 12.125 | 13.3182 | 13.1049 | 12.2621 | 12.434 | 11.8276
2 | 8 | 9.0791 | 8.5367 | 7.9619 | 7.5873 | 7.4827 | 8.2417 | 4.4226 | 0 | 0 | 0 | 0 | 0 | 0 | 0 | 0 | 0 | 4.0326 | 9.171 | 11.5434 | 12.7273 | 12.3625 | 11.4467 | 11.2924 | 10.698
2 | 9 | 6.2654 | 5.8105 | 5.494 | 5.3513 | 5.3596 | 6.056 | 4.6578 | 0 | 0 | 0 | 0 | 0 | 0 | 0 | 0 | 0 | 4.6027 | 8.5685 | 10.5684 | 11.2109 | 10.4909 | 9.2415 | 8.6932 | 7.7332
2 | 10 | 2.6426 | 2.0806 | 1.7476 | 1.4529 | 1.5374 | 2.5092 | 3.1691 | 0.3146 | 0 | 0 | 0 | 0 | 0 | 0 | 0 | 0.88536 | 6.737 | 8.4408 | 9.371 | 9.4248 | 8.4039 | 6.6631 | 5.5621 | 4.1655
2 | 11 | 5.897 | 5.2383 | 4.9923 | 4.8353 | 4.8774 | 5.7602 | 6.8302 | 3.6691 | 0 | 0 | 0 | 0 | 0 | 0 | 0 | 3.2788 | 8.6635 | 9.5154 | 11.0422 | 11.6711 | 10.9696 | 9.6601 | 8.8974 | 7.7912
3 | 0 | 3.1255 | 2.5666 | 1.9965 | 1.6859 | 1.6965 | 2.5087 | 3.3877 | 0.56177 | 0 | 0 | 0 | 0 | 0 | 0 | 0 | 0 | 5.4436 | 7.027 | 8.9169 | 9.5434 | 8.7471 | 7.3268 | 6.6647 | 5.409
3 | 1 | 4.7098 | 4.212 | 3.5259 | 2.9876 | 3.0824 | 4.0639 | 4.3761 | 0.8603 | 0 | 0 | 0 | 0 | 0 | 0 | 0 | 0.28421 | 5.7291 | 7.9976 | 9.8881 | 10.3902 | 9.6026 | 8.5192 | 8.1877 | 6.9345
3 | 2 | 2.5999 | 2.2711 | 2.1239 | 1.7096 | 1.5507 | 2.2275 | 0.96657 | 0 | 0 | 0 | 0 | 0 | 0 | 0 | 0 | 0 | 0.039732 | 4.8886 | 7.17 | 7.9602 | 7.5397 | 6.2685 | 5.5758 | 4.2834
3 | 3 | 1.7975 | 0.9478 | 0.4547 | 0.30074 | 0.437 | 1.1556 | 0 | 0 | 0 | 0 | 0 | 0 | 0 | 0 | 0 | 0 | 0.91269 | 5.7926 | 7.6509 | 8.4688 | 7.8381 | 6.3539 | 5.4364 | 3.8424
3 | 4 | 4.8339 | 4.1186 | 3.0777 | 2.8314 | 3.0263 | 2.9471 | 0 | 0 | 0 | 0 | 0 | 0 | 0 | 0 | 0 | 0 | 0 | 4.8173 | 7.9095 | 9.1416 | 9.3575 | 8.384 | 7.7623 | 6.0294
3 | 5 | 8.9677 | 8.4682 | 7.8514 | 7.4083 | 7.053 | 6.5667 | 2.4136 | 0 | 0 | 0 | 0 | 0 | 0 | 0 | 0 | 0 | 2.2032 | 7.6566 | 10.8219 | 12.2893 | 12.1685 | 11.3549 | 11.4512 | 9.993
3 | 6 | 10.6248 | 10.0834 | 9.4269 | 9.0152 | 8.8305 | 8.7253 | 4.8099 | 0.30923 | 0 | 0 | 0 | 0 | 0 | 0 | 0 | 0.47951 | 5.0627 | 9.983 | 12.3621 | 13.8876 | 13.8049 | 12.9635 | 13.0872 | 12.495
3 | 7 | 10.5812 | 10.0601 | 9.4743 | 9.0854 | 8.9252 | 9.123 | 5.0094 | 0.15553 | 0 | 0 | 0 | 0 | 0 | 0 | 0 | 0 | 4.7477 | 9.9781 | 12.79 | 14.0213 | 13.7883 | 12.8994 | 13.078 | 12.4409
3 | 8 | 9.5645 | 8.995 | 8.3919 | 7.998 | 7.887 | 8.6872 | 4.8797 | 0 | 0 | 0 | 0 | 0 | 0 | 0 | 0 | 0 | 4.5978 | 9.7426 | 12.1923 | 13.4187 | 13.0255 | 12.0582 | 11.8936 | 11.2645
3 | 9 | 6.6393 | 6.1577 | 5.8188 | 5.6621 | 5.6663 | 6.4025 | 5.0376 | 0 | 0 | 0 | 0 | 0 | 0 | 0 | 0 | 0 | 5.0979 | 9.0757 | 11.1597 | 11.8292 | 11.0717 | 9.7622 | 9.1897 | 8.1805
3 | 10 | 2.9835 | 2.3915 | 2.0375 | 1.7292 | 1.8132 | 2.8257 | 3.5336 | 0.73744 | 0 | 0 | 0 | 0 | 0 | 0 | 0 | 1.3831 | 7.2153 | 8.946 | 9.9339 | 10.009 | 8.9569 | 7.1564 | 6.0257 | 4.5771
3 | 11 | 6.2762 | 5.5789 | 5.3082 | 5.1355 | 5.1773 | 6.1018 | 7.2209 | 4.1224 | 0 | 0 | 0 | 0 | 0 | 0 | 0 | 3.8026 | 9.171 | 10.0461 | 11.6462 | 12.3058 | 11.5756 | 10.2133 | 9.4267 | 8.2697
4 | 0 | 3.5924 | 3.0025 | 2.3925 | 2.0586 | 2.0678 | 2.9296 | 3.8583 | 1.0984 | 0 | 0 | 0 | 0 | 0 | 0 | 0 | 0.34756 | 6.0194 | 7.6246 | 9.6011 | 10.2581 | 9.4304 | 7.9573 | 7.2862 | 5.9831
4 | 1 | 5.1677 | 4.6461 | 3.9267 | 3.3633 | 3.4589 | 4.4892 | 4.8653 | 1.4062 | 0 | 0 | 0 | 0 | 0 | 0 | 0 | 0.89015 | 6.3041 | 8.5892 | 10.5731 | 11.1026 | 10.2814 | 9.1519 | 8.8062 | 7.4947
4 | 2 | 3.0017 | 2.6401 | 2.4688 | 2.034 | 1.8738 | 2.5942 | 1.3789 | 0 | 0 | 0 | 0 | 0 | 0 | 0 | 0 | 0 | 0.5593 | 5.4228 | 7.7923 | 8.6172 | 8.1703 | 6.8425 | 6.1304 | 4.7806
4 | 3 | 2.1718 | 1.2915 | 0.7746 | 0.6047 | 0.73406 | 1.4912 | 0 | 0 | 0 | 0 | 0 | 0 | 0 | 0 | 0 | 0 | 1.3924 | 6.2747 | 8.1898 | 9.0654 | 8.421 | 6.8775 | 5.9439 | 4.2946
4 | 4 | 5.2403 | 4.491 | 3.4166 | 3.1545 | 3.3433 | 3.2964 | 0 | 0 | 0 | 0 | 0 | 0 | 0 | 0 | 0 | 0 | 0.069862 | 5.3428 | 8.4955 | 9.7672 | 9.9718 | 8.9444 | 8.2982 | 6.4963
4 | 5 | 9.4599 | 8.9345 | 8.2856 | 7.8183 | 7.4451 | 6.9836 | 2.841 | 0 | 0 | 0 | 0 | 0 | 0 | 0 | 0 | 0 | 2.7715 | 8.2371 | 11.469 | 12.9661 | 12.8267 | 11.9682 | 12.0683 | 10.5366
4 | 6 | 11.1715 | 10.6039 | 9.9151 | 9.4831 | 9.289 | 9.2184 | 5.3134 | 0.87527 | 0 | 0 | 0 | 0 | 0 | 0 | 0 | 1.1299 | 5.6787 | 10.611 | 13.0499 | 14.614 | 14.512 | 13.6259 | 13.7555 | 13.1342
4 | 7 | 11.1317 | 10.5834 | 9.9658 | 9.5546 | 9.3846 | 9.6218 | 5.5158 | 0.72289 | 0 | 0 | 0 | 0 | 0 | 0 | 0 | 0.46926 | 5.3649 | 10.6054 | 13.4883 | 14.7594 | 14.5059 | 13.5686 | 13.7542 | 13.0848
4 | 8 | 10.0741 | 9.4763 | 8.8434 | 8.4293 | 8.3115 | 9.1549 | 5.3596 | 0 | 0 | 0 | 0 | 0 | 0 | 0 | 0 | 0 | 5.1912 | 10.3428 | 12.8736 | 14.1446 | 13.7217 | 12.7004 | 12.5249 | 11.8593
4 | 9 | 7.0319 | 6.5224 | 6.1598 | 5.9885 | 5.9883 | 6.7663 | 5.4365 | 0.31579 | 0 | 0 | 0 | 0 | 0 | 0 | 0 | 0.26162 | 5.6179 | 9.6082 | 11.7806 | 12.4783 | 11.6816 | 10.3089 | 9.7109 | 8.6502
4 | 10 | 3.3416 | 2.7179 | 2.3418 | 2.0193 | 2.1028 | 3.158 | 3.9163 | 1.1814 | 0 | 0 | 0 | 0 | 0 | 0 | 0 | 1.9057 | 7.7176 | 9.4765 | 10.525 | 10.6223 | 9.5376 | 7.6744 | 6.5125 | 5.0092
4 | 11 | 6.6743 | 5.9365 | 5.64 | 5.4507 | 5.4923 | 6.4605 | 7.6311 | 4.5984 | 0 | 0 | 0 | 0 | 0 | 0 | 0 | 4.3526 | 9.7039 | 10.6034 | 12.2803 | 12.9722 | 12.212 | 10.7942 | 9.9824 | 8.7723
5 | 0 | 4.0826 | 3.4602 | 2.8083 | 2.45 | 2.4576 | 3.3715 | 4.3524 | 1.662 | 0 | 0 | 0 | 0 | 0 | 0 | 0 | 0.98424 | 6.6239 | 8.2521 | 10.3195 | 11.0084 | 10.1479 | 8.6192 | 7.9387 | 6.586
5 | 1 | 5.6486 | 5.1019 | 4.3476 | 3.7579 | 3.8542 | 4.9359 | 5.3789 | 1.9794 | 0 | 0 | 0 | 0 | 0 | 0 | 0 | 1.5264 | 6.9078 | 9.2103 | 11.2925 | 11.8505 | 10.9942 | 9.8163 | 9.4555 | 8.083
5 | 2 | 3.4235 | 3.0276 | 2.831 | 2.3747 | 2.2131 | 2.9792 | 1.8118 | 0 | 0 | 0 | 0 | 0 | 0 | 0 | 0 | 0 | 1.1048 | 5.9836 | 8.4456 | 9.307 | 8.8323 | 7.4452 | 6.7128 | 5.3027
5 | 3 | 2.5648 | 1.6524 | 1.1105 | 0.92385 | 1.046 | 1.8435 | 0 | 0 | 0 | 0 | 0 | 0 | 0 | 0 | 0 | 0 | 1.896 | 6.781 | 8.7556 | 9.6917 | 9.0331 | 7.4273 | 6.4768 | 4.7693
5 | 4 | 5.6671 | 4.882 | 3.7725 | 3.4938 | 3.6761 | 3.6631 | 0.39697 | 0 | 0 | 0 | 0 | 0 | 0 | 0 | 0 | 0 | 0.61417 | 5.8946 | 9.1109 | 10.4241 | 10.6168 | 9.5329 | 8.8608 | 6.9865
5 | 5 | 9.9766 | 9.4241 | 8.7416 | 8.2487 | 7.8568 | 7.4215 | 3.2898 | 0 | 0 | 0 | 0 | 0 | 0 | 0 | 0 | 0 | 3.3682 | 8.8466 | 12.1485 | 13.6768 | 13.5177 | 12.6123 | 12.7163 | 11.1073
5 | 6 | 11.7455 | 11.1504 | 10.4277 | 9.9744 | 9.7704 | 9.7362 | 5.842 | 1.4696 | 0 | 0 | 0 | 0 | 0 | 0 | 0 | 1.8129 | 6.3256 | 11.2703 | 13.772 | 15.3767 | 15.2544 | 14.3213 | 14.4573 | 13.8054
5 | 7 | 11.7098 | 11.1328 | 10.4819 | 10.0473 | 9.8671 | 10.1456 | 6.0475 | 1.3186 | 0 | 0 | 0 | 0 | 0 | 0 | 0 | 1.155 | 6.013 | 11.2641 | 14.2215 | 15.5345 | 15.2593 | 14.2713 | 14.4642 | 13.7609
5 | 8 | 10.6092 | 9.9816 | 9.3175 | 8.8821 | 8.7572 | 9.646 | 5.8635 | 0.51257 | 0 | 0 | 0 | 0 | 0 | 0 | 0 | 0.16239 | 5.8143 | 10.973 | 13.589 | 14.9068 | 14.4527 | 13.3746 | 13.1878 | 12.4838
5 | 9 | 7.4442 | 6.9052 | 6.518 | 6.3311 | 6.3264 | 7.1482 | 5.8553 | 0.79347 | 0 | 0 | 0 | 0 | 0 | 0 | 0 | 0.83828 | 6.1638 | 10.1674 | 12.4325 | 13.1598 | 12.3219 | 10.8829 | 10.2582 | 9.1433
5 | 10 | 3.7175 | 3.0606 | 2.6614 | 2.3239 | 2.4069 | 3.5068 | 4.3182 | 1.6476 | 0 | 0 | 0 | 0 | 0 | 0 | 0 | 2.4544 | 8.245 | 10.0336 | 11.1457 | 11.2664 | 10.1473 | 8.2182 | 7.0237 | 5.463
5 | 11 | 7.0923 | 6.3121 | 5.9883 | 5.7816 | 5.8229 | 6.8371 | 8.0618 | 5.0982 | 0 | 0 | 0 | 0 | 0 | 0 | 0 | 4.9302 | 10.2635 | 11.1885 | 12.9461 | 13.672 | 12.8801 | 11.4041 | 10.5658 | 9.2999
6 | 0 | 4.5974 | 3.9407 | 3.2449 | 2.8609 | 2.8669 | 3.8355 | 4.8713 | 2.2536 | 0 | 0 | 0 | 0 | 0 | 0 | 0 | 1.6527 | 7.2587 | 8.911 | 11.0738 | 11.7963 | 10.9012 | 9.3143 | 8.6239 | 7.219
6 | 1 | 6.1534 | 5.5804 | 4.7896 | 4.1722 | 4.2692 | 5.4049 | 5.9183 | 2.5812 | 0 | 0 | 0 | 0 | 0 | 0 | 0 | 2.1944 | 7.5417 | 9.8625 | 12.0478 | 12.6358 | 11.7426 | 10.5139 | 10.1374 | 8.7007
6 | 2 | 3.8665 | 3.4344 | 3.2113 | 2.7325 | 2.5693 | 3.3834 | 2.2663 | 0 | 0 | 0 | 0 | 0 | 0 | 0 | 0 | 0 | 1.6777 | 6.5725 | 9.1316 | 10.0313 | 9.5275 | 8.078 | 7.3242 | 5.851
6 | 3 | 2.9775 | 2.0314 | 1.4632 | 1.259 | 1.3735 | 2.2135 | 0 | 0 | 0 | 0 | 0 | 0 | 0 | 0 | 0 | 0 | 2.4249 | 7.3125 | 9.3496 | 10.3494 | 9.6757 | 8.0045 | 7.0364 | 5.2679
6 | 4 | 6.1152 | 5.2926 | 4.1462 | 3.8501 | 4.0255 | 4.0482 | 0.82097 | 0 | 0 | 0 | 0 | 0 | 0 | 0 | 0 | 0 | 1.1857 | 6.4739 | 9.757 | 11.1138 | 11.2941 | 10.1508 | 9.4516 | 7.5013
6 | 5 | 10.5192 | 9.9383 | 9.2203 | 8.7007 | 8.2891 | 7.8812 | 3.761 | 0 | 0 | 0 | 0 | 0 | 0 | 0 | 0 | 0 | 3.9948 | 9.4867 | 12.862 | 14.4229 | 14.2433 | 13.2885 | 13.3967 | 11.7067
6 | 6 | 12.3482 | 11.7242 | 10.9659 | 10.4903 | 10.2759 | 10.2798 | 6.3971 | 2.0937 | 0 | 0 | 0 | 0 | 0 | 0 | 0 | 2.53 | 7.0048 | 11.9626 | 14.5302 | 16.1775 | 16.034 | 15.0515 | 15.1942 | 14.5102
6 | 7 | 12.3168 | 11.7096 | 11.0238 | 10.5646 | 10.3736 | 10.6956 | 6.6057 | 1.9441 | 0 | 0 | 0 | 0 | 0 | 0 | 0 | 1.8751 | 6.6935 | 11.9557 | 14.9914 | 16.3483 | 16.0504 | 15.0091 | 15.2097 | 14.4708
6 | 8 | 11.1711 | 10.5122 | 9.8153 | 9.3575 | 9.2252 | 10.1617 | 6.3926 | 1.1043 | 0 | 0 | 0 | 0 | 0 | 0 | 0 | 0.85244 | 6.4686 | 11.6348 | 14.3402 | 15.7072 | 15.2203 | 14.0825 | 13.8838 | 13.1396
6 | 9 | 7.877 | 7.3072 | 6.894 | 6.691 | 6.6813 | 7.5493 | 6.295 | 1.295 | 0 | 0 | 0 | 0 | 0 | 0 | 0 | 1.4438 | 6.7371 | 10.7545 | 13.1171 | 13.8755 | 12.9943 | 11.4857 | 10.8329 | 9.6611
6 | 10 | 4.1122 | 3.4205 | 2.997 | 2.6437 | 2.7262 | 3.8732 | 4.7401 | 2.1371 | 0 | 0 | 0 | 0 | 0 | 0 | 0 | 3.0305 | 8.7987 | 10.6185 | 11.7974 | 11.9426 | 10.7875 | 8.7893 | 7.5604 | 5.9394
6 | 11 | 7.5312 | 6.7064 | 6.3541 | 6.129 | 6.1701 | 7.2325 | 8.5141 | 5.6229 | 0 | 0 | 0 | 0 | 0 | 0 | 0 | 5.5366 | 10.8511 | 11.8028 | 13.6452 | 14.4067 | 13.5817 | 12.0445 | 11.1785 | 9.8539
7 | 0 | 5.1379 | 4.4453 | 3.7033 | 3.2924 | 3.2967 | 4.3227 | 5.4161 | 2.8749 | 0 | 0 | 0 | 0 | 0 | 0 | 0 | 2.3547 | 7.9252 | 9.6028 | 11.8658 | 12.6236 | 11.6922 | 10.0441 | 9.3434 | 7.8836
7 | 1 | 6.6836 | 6.083 | 5.2536 | 4.6072 | 4.7051 | 5.8973 | 6.4846 | 3.2131 | 0 | 0 | 0 | 0 | 0 | 0 | 0 | 2.8959 | 8.2074 | 10.5474 | 12.8408 | 13.4604 | 12.5284 | 11.2464 | 10.8533 | 9.3492
7 | 2 | 4.3316 | 3.8616 | 3.6106 | 3.1081 | 2.9433 | 3.8078 | 2.7436 | 0 | 0 | 0 | 0 | 0 | 0 | 0 | 0 | 0 | 2.2791 | 7.1908 | 9.8519 | 10.7918 | 10.2574 | 8.7425 | 7.9662 | 6.4266
7 | 3 | 3.4108 | 2.4293 | 1.8335 | 1.6108 | 1.7174 | 2.6019 | 0.11186 | 0 | 0 | 0 | 0 | 0 | 0 | 0 | 0 | 0 | 2.9802 | 7.8706 | 9.9734 | 11.0399 | 10.3505 | 8.6106 | 7.6239 | 5.7913
7 | 4 | 6.5857 | 5.7237 | 4.5385 | 4.2241 | 4.3925 | 4.4525 | 1.2662 | 0 | 0 | 0 | 0 | 0 | 0 | 0 | 0 | 0 | 1.7858 | 7.0823 | 10.4354 | 11.838 | 12.0052 | 10.7996 | 10.0719 | 8.0418
7 | 5 | 11.0889 | 10.4781 | 9.723 | 9.1753 | 8.7431 | 8.3639 | 4.2557 | 0 | 0 | 0 | 0 | 0 | 0 | 0 | 0 | 0 | 4.6526 | 10.1587 | 13.6111 | 15.2064 | 15.0052 | 13.9986 | 14.1111 | 12.336
7 | 6 | 12.9811 | 12.3267 | 11.5311 | 11.0319 | 10.8067 | 10.8507 | 6.9799 | 2.7489 | 0 | 0 | 0 | 0 | 0 | 0 | 0 | 3.2829 | 7.7179 | 12.6895 | 15.3263 | 17.0184 | 16.8526 | 15.8183 | 15.9679 | 15.2503
7 | 7 | 12.9541 | 12.3154 | 11.5928 | 11.1078 | 10.9055 | 11.273 | 7.1919 | 2.6009 | 0 | 0 | 0 | 0 | 0 | 0 | 0 | 2.6312 | 7.408 | 12.682 | 15.7998 | 17.2028 | 16.8811 | 15.7838 | 15.9925 | 15.2162
7 | 8 | 11.7611 | 11.0693 | 10.338 | 9.8567 | 9.7165 | 10.7032 | 6.9481 | 1.7255 | 0 | 0 | 0 | 0 | 0 | 0 | 0 | 1.577 | 7.1556 | 12.3296 | 15.1289 | 16.5475 | 16.0262 | 14.8259 | 14.6146 | 13.8281
7 | 9 | 8.3315 | 7.7293 | 7.2888 | 7.0688 | 7.0541 | 7.9705 | 6.7567 | 1.8217 | 0 | 0 | 0 | 0 | 0 | 0 | 0 | 2.0795 | 7.339 | 11.3709 | 13.8358 | 14.6269 | 13.7002 | 12.1185 | 11.4364 | 10.2048
7 | 10 | 4.5266 | 3.7983 | 3.3493 | 2.9795 | 3.0615 | 4.2579 | 5.1832 | 2.6511 | 0 | 0 | 0 | 0 | 0 | 0 | 0 | 3.6355 | 9.3802 | 11.2326 | 12.4817 | 12.6526 | 11.4598 | 9.3888 | 8.124 | 6.4397
7 | 11 | 7.9921 | 7.1204 | 6.7381 | 6.4939 | 6.5347 | 7.6477 | 8.989 | 6.1739 | 0.049719 | 0 | 0 | 0 | 0 | 0 | 0.60833 | 6.1733 | 11.468 | 12.4479 | 14.3793 | 15.1782 | 14.3183 | 12.7169 | 11.8218 | 10.4357
8 | 0 | 5.7054 | 4.9751 | 4.1846 | 3.7454 | 3.748 | 4.8343 | 5.9881 | 3.5273 | 0 | 0 | 0 | 0 | 0 | 0 | 0 | 3.0917 | 8.6251 | 10.3292 | 12.6975 | 13.4922 | 12.5227 | 10.8104 | 10.0988 | 8.5815
8 | 1 | 7.2402 | 6.6106 | 5.7408 | 5.0639 | 5.1627 | 6.4143 | 7.0792 | 3.8766 | 0 | 0 | 0 | 0 | 0 | 0 | 0 | 3.6324 | 8.9063 | 11.2664 | 13.6735 | 14.3263 | 13.3535 | 12.0155 | 11.605 | 10.0302
8 | 2 | 4.8199 | 4.3101 | 4.0299 | 3.5025 | 3.336 | 4.2535 | 3.2447 | 0 | 0 | 0 | 0 | 0 | 0 | 0 | 0 | 0 | 2.9107 | 7.84 | 10.6082 | 11.5903 | 11.0239 | 9.4402 | 8.6404 | 7.031
8 | 3 | 3.8657 | 2.8471 | 2.2224 | 1.9803 | 2.0784 | 3.0098 | 0.56625 | 0 | 0 | 0 | 0 | 0 | 0 | 0 | 0 | 0 | 3.5632 | 8.4566 | 10.6284 | 11.765 | 11.0591 | 9.247 | 8.2408 | 6.3409
8 | 4 | 7.0797 | 6.1763 | 4.9505 | 4.6169 | 4.7777 | 4.877 | 1.7336 | 0 | 0 | 0 | 0 | 0 | 0 | 0 | 0 | 0 | 2.4159 | 7.721 | 11.1477 | 12.5984 | 12.7519 | 11.4808 | 10.7233 | 8.6093
8 | 5 | 11.6871 | 11.0449 | 10.2508 | 9.6736 | 9.2197 | 8.8708 | 4.7752 | 0.53901 | 0 | 0 | 0 | 0 | 0 | 0 | 0 | 0.55622 | 5.3434 | 10.8643 | 14.3977 | 16.0291 | 15.8051 | 14.7441 | 14.8612 | 12.9967
8 | 6 | 13.6456 | 12.9593 | 12.1245 | 11.6007 | 11.364 | 11.45 | 7.5919 | 3.437 | 0 | 0 | 0 | 0 | 0 | 0 | 0 | 4.0735 | 8.4667 | 13.4528 | 16.1622 | 17.9014 | 17.7121 | 16.6233 | 16.7803 | 16.0273
8 | 7 | 13.6233 | 12.9514 | 12.1902 | 11.6782 | 11.4639 | 11.8794 | 7.8074 | 3.2905 | 0 | 0 | 0 | 0 | 0 | 0 | 0 | 3.4251 | 8.1583 | 13.4445 | 16.6486 | 18.1001 | 17.7533 | 16.5972 | 16.8144 | 15.9988
8 | 8 | 12.3806 | 11.6543 | 10.8868 | 10.3809 | 10.2325 | 11.2717 | 7.5314 | 2.3779 | 0 | 0 | 0 | 0 | 0 | 0 | 0 | 2.3378 | 7.877 | 13.0592 | 15.957 | 17.4299 | 16.8724 | 15.6064 | 15.382 | 14.5511
8 | 9 | 8.8087 | 8.1725 | 7.7034 | 7.4655 | 7.4454 | 8.4127 | 7.2415 | 2.3747 | 0 | 0 | 0 | 0 | 0 | 0 | 0 | 2.7471 | 7.971 | 12.0182 | 14.5905 | 15.4159 | 14.4415 | 12.783 | 12.0699 | 10.7756
8 | 10 | 4.9618 | 4.1951 | 3.7193 | 3.3321 | 3.4135 | 4.6617 | 5.6484 | 3.1907 | 0 | 0 | 0 | 0 | 0 | 0 | 0 | 4.2707 | 9.9907 | 11.8774 | 13.2002 | 13.3982 | 12.1656 | 10.0184 | 8.7157 | 6.965
8 | 11 | 8.476 | 7.5552 | 7.1413 | 6.877 | 6.9174 | 8.0837 | 9.4876 | 6.7525 | 0.6403 | 0 | 0 | 0 | 0 | 0 | 1.2799 | 6.8418 | 12.1158 | 13.1252 | 15.1501 | 15.9882 | 15.0917 | 13.423 | 12.4972 | 11.0465
9 | 0 | 6.3013 | 5.5314 | 4.69 | 4.2211 | 4.2219 | 5.3715 | 6.5887 | 4.2122 | 0 | 0 | 0 | 0 | 0 | 0 | 0 | 3.8656 | 9.3599 | 11.0919 | 13.5707 | 14.4043 | 13.3948 | 11.6151 | 10.892 | 9.3143
9 | 1 | 7.8247 | 7.1646 | 6.2524 | 5.5435 | 5.6432 | 6.9572 | 7.7036 | 4.5733 | 0 | 0 | 0 | 0 | 0 | 0 | 0 | 4.4058 | 9.6401 | 12.0214 | 14.5479 | 15.2354 | 14.2199 | 12.8231 | 12.3944 | 10.7453
9 | 2 | 5.3327 | 4.781 | 4.4701 | 3.9166 | 3.7484 | 4.7215 | 3.7709 | 0.4225 | 0 | 0 | 0 | 0 | 0 | 0 | 0 | 0 | 3.5738 | 8.5217 | 11.4023 | 12.4288 | 11.8286 | 10.1728 | 9.3482 | 7.6656
9 | 3 | 4.3434 | 3.2858 | 2.6306 | 2.3682 | 2.4576 | 3.4381 | 1.0434 | 0 | 0 | 0 | 0 | 0 | 0 | 0 | 0 | 0 | 4.1754 | 9.0718 | 11.3161 | 12.5264 | 11.803 | 9.9152 | 8.8886 | 6.918
9 | 4 | 7.5985 | 6.6516 | 5.383 | 5.0293 | 5.1823 | 5.3228 | 2.2245 | 0 | 0 | 0 | 0 | 0 | 0 | 0 | 0 | 0 | 3.0775 | 8.3917 | 11.8957 | 13.3969 | 13.5359 | 12.1961 | 11.4072 | 9.2052
9 | 5 | 12.3152 | 11.6401 | 10.805 | 10.1968 | 9.7201 | 9.403 | 5.3207 | 1.1697 | 0 | 0 | 0 | 0 | 0 | 0 | 0 | 1.3216 | 6.0687 | 11.6053 | 15.2236 | 16.8929 | 16.6451 | 15.527 | 15.6489 | 13.6905
9 | 6 | 14.3433 | 13.6235 | 12.7476 | 12.1978 | 11.9492 | 12.0794 | 8.2345 | 4.1594 | 0 | 0 | 0 | 0 | 0 | 0 | 0.76953 | 4.9037 | 9.253 | 14.2542 | 17.0399 | 18.8285 | 18.6145 | 17.4686 | 17.6333 | 16.8432
9 | 7 | 14.326 | 13.6192 | 12.8175 | 12.277 | 12.0503 | 12.516 | 8.4537 | 4.0146 | 0 | 0 | 0 | 0 | 0 | 0 | 0 | 4.2587 | 8.9461 | 14.2451 | 17.5398 | 19.0422 | 18.6691 | 17.4513 | 17.6774 | 16.8206
9 | 8 | 13.031 | 12.2685 | 11.463 | 10.9312 | 10.7742 | 11.8687 | 8.1439 | 3.0628 | 0 | 0 | 0 | 0 | 0 | 0 | 0 | 3.1366 | 8.6344 | 13.8252 | 16.8266 | 18.3564 | 17.761 | 16.4259 | 16.1877 | 15.3103
9 | 9 | 9.3098 | 8.6379 | 8.1387 | 7.882 | 7.8564 | 8.877 | 7.7506 | 2.9553 | 0 | 0 | 0 | 0 | 0 | 0 | 0 | 3.448 | 8.6346 | 12.6978 | 15.3829 | 16.2444 | 15.2198 | 13.4808 | 12.7352 | 11.375
9 | 10 | 5.4187 | 4.6117 | 4.1078 | 3.7024 | 3.7831 | 5.0858 | 6.1368 | 3.7574 | 0 | 0 | 0 | 0 | 0 | 0 | 0 | 4.9377 | 10.6318 | 12.5545 | 13.9546 | 14.181 | 12.9067 | 10.6795 | 9.3371 | 7.5165
9 | 11 | 8.9841 | 8.0116 | 7.5647 | 7.2792 | 7.3194 | 8.5415 | 10.0112 | 7.3599 | 1.2604 | 0 | 0 | 0 | 0 | 0 | 1.9851 | 7.5438 | 12.796 | 13.8363 | 15.9594 | 16.8387 | 15.9039 | 14.1643 | 13.2064 | 11.6878
10 | 0 | 6.927 | 6.1155 | 5.2207 | 4.7206 | 4.7194 | 5.9355 | 7.2193 | 4.9314 | 0.1972 | 0 | 0 | 0 | 0 | 0 | 0 | 4.6782 | 10.1315 | 11.8927 | 14.4876 | 15.362 | 14.3105 | 12.46 | 11.7249 | 10.0838
10 | 1 | 8.4384 | 7.7463 | 6.7896 | 6.047 | 6.1477 | 7.5273 | 8.3592 | 5.3049 | 0.51149 | 0 | 0 | 0 | 0 | 0 | 0 | 5.2178 | 10.4106 | 12.8142 | 15.4659 | 16.19 | 15.1296 | 13.671 | 13.2231 | 11.4961
10 | 2 | 5.8711 | 5.2755 | 4.9324 | 4.3514 | 4.1814 | 5.2128 | 4.3234 | 1.0645 | 0 | 0 | 0 | 0 | 0 | 0 | 0 | 0 | 4.2701 | 9.2375 | 12.2361 | 13.3092 | 12.6736 | 10.942 | 10.0914 | 8.332
10 | 3 | 4.845 | 3.7464 | 3.0593 | 2.7755 | 2.8556 | 3.8878 | 1.5443 | 0 | 0 | 0 | 0 | 0 | 0 | 0 | 0 | 0 | 4.8182 | 9.7179 | 12.0382 | 13.3258 | 12.5842 | 10.6169 | 9.5687 | 7.5239
10 | 4 | 8.1432 | 7.1506 | 5.8372 | 5.4624 | 5.607 | 5.7908 | 2.7398 | 0 | 0 | 0 | 0 | 0 | 0 | 0 | 0 | 0 | 3.7722 | 9.0959 | 12.681 | 14.2352 | 14.3591 | 12.9472 | 12.1253 | 9.8309
10 | 5 | 12.9747 | 12.265 | 11.3869 | 10.7462 | 10.2456 | 9.9618 | 5.8934 | 1.8319 | 0 | 0 | 0 | 0 | 0 | 0 | 0 | 2.1253 | 6.8303 | 12.3832 | 16.0909 | 17.7998 | 17.5271 | 16.3489 | 16.4759 | 14.419
10 | 6 | 15.0759 | 14.321 | 13.4018 | 12.8249 | 12.5637 | 12.7402 | 8.9092 | 4.918 | 0.27909 | 0 | 0 | 0 | 0 | 0 | 1.6538 | 5.7753 | 10.0786 | 15.0957 | 17.9616 | 19.8019 | 19.5621 | 18.3562 | 18.5289 | 17.6998
10 | 7 | 15.0638 | 14.3204 | 13.4761 | 12.9058 | 12.666 | 13.1845 | 9.1323 | 4.775 | 0 | 0 | 0 | 0 | 0 | 0 | 0.89031 | 5.1339 | 9.7732 | 15.0858 | 18.4756 | 20.0314 | 19.6307 | 18.3481 | 18.5836 | 17.6835
10 | 8 | 13.714 | 12.9134 | 12.0681 | 11.5091 | 11.3431 | 12.4955 | 8.787 | 3.782 | 0 | 0 | 0 | 0 | 0 | 0 | 0 | 3.9754 | 9.4297 | 14.6295 | 17.7396 | 19.3292 | 18.694 | 17.2864 | 17.0337 | 16.1074
10 | 9 | 9.8359 | 9.1265 | 8.5957 | 8.3194 | 8.2879 | 9.3645 | 8.285 | 3.565 | 0 | 0 | 0 | 0 | 0 | 0 | 0 | 4.184 | 9.3314 | 13.4115 | 16.215 | 17.1143 | 16.037 | 14.2134 | 13.4337 | 12.0044
10 | 10 | 5.8985 | 5.0491 | 4.5157 | 4.0911 | 4.1713 | 5.5311 | 6.6497 | 4.3523 | 0 | 0 | 0 | 0 | 0 | 0 | 0.18247 | 5.638 | 11.3048 | 13.2654 | 14.7468 | 15.003 | 13.6849 | 11.3736 | 9.9894 | 8.0956
10 | 11 | 9.5176 | 8.4909 | 8.0093 | 7.7016 | 7.7414 | 9.0221 | 10.5609 | 7.9978 | 1.9115 | 0 | 0 | 0 | 0 | 0 | 2.7255 | 8.2809 | 13.5101 | 14.5831 | 16.8092 | 17.7318 | 16.7566 | 14.9427 | 13.9511 | 12.3613
11 | 0 | 7.584 | 6.7288 | 5.7779 | 5.2451 | 5.2419 | 6.5277 | 7.8815 | 5.6866 | 0.96417 | 0 | 0 | 0 | 0 | 0 | 0 | 5.5314 | 10.9417 | 12.7336 | 15.4503 | 16.3675 | 15.2719 | 13.3471 | 12.5994 | 10.8916
11 | 1 | 9.0827 | 8.3571 | 7.3536 | 6.5758 | 6.6775 | 8.1259 | 9.0475 | 6.073 | 1.2938 | 0 | 0 | 0 | 0 | 0 | 0.85607 | 6.0704 | 11.2197 | 13.6466 | 16.4299 | 17.1923 | 16.0848 | 14.5613 | 14.0934 | 12.2844
11 | 2 | 6.4364 | 5.7947 | 5.4177 | 4.808 | 4.636 | 5.7288 | 4.9036 | 1.7385 | 0 | 0 | 0 | 0 | 0 | 0 | 0 | 0 | 5.0011 | 9.9891 | 13.1116 | 14.2336 | 13.5608 | 11.7496 | 10.8718 | 9.0317
11 | 3 | 5.3717 | 4.23 | 3.5095 | 3.2032 | 3.2736 | 4.3599 | 2.0703 | 0 | 0 | 0 | 0 | 0 | 0 | 0 | 0 | 0.41299 | 5.4932 | 10.3963 | 12.7964 | 14.1651 | 13.4044 | 11.3536 | 10.2829 | 8.1602
11 | 4 | 8.7151 | 7.6746 | 6.3141 | 5.9171 | 6.053 | 6.2823 | 3.281 | 0 | 0 | 0 | 0 | 0 | 0 | 0 | 0 | 0 | 4.5016 | 9.8353 | 13.5057 | 15.1155 | 15.2234 | 13.7358 | 12.8793 | 10.4879
11 | 5 | 13.6672 | 12.9212 | 11.9979 | 11.3231 | 10.7973 | 10.5485 | 6.4948 | 2.5273 | 0 | 0 | 0 | 0 | 0 | 0 | 0 | 2.9691 | 7.63 | 13.2001 | 17.0015 | 18.7522 | 18.4531 | 17.212 | 17.3443 | 15.1839
11 | 6 | 15.8451 | 15.0534 | 14.0888 | 13.4833 | 13.2089 | 13.434 | 9.6176 | 5.7144 | 1.0844 | 0 | 0 | 0 | 0 | 0 | 2.5822 | 6.6905 | 10.9454 | 15.9792 | 18.9292 | 20.824 | 20.5571 | 19.2882 | 19.4694 | 18.5994
11 | 7 | 15.8384 | 15.0567 | 14.1677 | 13.5661 | 13.3125 | 13.8864 | 9.8448 | 5.5733 | 0.62395 | 0 | 0 | 0 | 0 | 0 | 1.8253 | 6.0529 | 10.6417 | 15.9685 | 19.4582 | 21.07 | 20.6404 | 19.2897 | 19.535 | 18.5896
11 | 8 | 14.4311 | 13.5906 | 12.7034 | 12.1159 | 11.9404 | 13.1536 | 9.4623 | 4.5372 | 0 | 0 | 0 | 0 | 0 | 0 | 0 | 4.8561 | 10.2647 | 15.4741 | 18.6983 | 20.3507 | 19.6736 | 18.1899 | 17.922 | 16.9443
11 | 9 | 10.3884 | 9.6396 | 9.0756 | 8.7786 | 8.7409 | 9.8764 | 8.8463 | 4.2051 | 0 | 0 | 0 | 0 | 0 | 0 | 0.20821 | 4.9567 | 10.0631 | 14.1608 | 17.0886 | 18.0277 | 16.8951 | 14.9827 | 14.1672 | 12.6652
11 | 10 | 6.4022 | 5.5084 | 4.9439 | 4.4993 | 4.5788 | 5.9987 | 7.1882 | 4.9771 | 0 | 0 | 0 | 0 | 0 | 0 | 0.91969 | 6.3733 | 12.0116 | 14.0119 | 15.5785 | 15.866 | 14.5019 | 12.1024 | 10.6745 | 8.7037
11 | 11 | 10.0777 | 8.9942 | 8.4761 | 8.145 | 8.1845 | 9.5268 | 11.1381 | 8.6675 | 2.5952 | 0 | 0 | 0 | 0 | 0 | 3.5029 | 9.0549 | 14.26 | 15.3672 | 17.7015 | 18.6695 | 17.652 | 15.7601 | 14.733 | 13.0684
12 | 0 | 8.2738 | 7.3728 | 6.363 | 5.7958 | 5.7904 | 7.1495 | 8.5768 | 6.4795 | 1.7695 | 0 | 0 | 0 | 0 | 0 | 0.4206 | 6.4273 | 11.7923 | 13.6165 | 16.4612 | 17.4233 | 16.2814 | 14.2785 | 13.5177 | 11.7399
12 | 1 | 9.7593 | 8.9984 | 7.9459 | 7.131 | 7.2337 | 8.7543 | 9.7703 | 6.8795 | 2.1152 | 0 | 0 | 0 | 0 | 0 | 1.7643 | 6.9657 | 12.0692 | 14.5206 | 17.4421 | 18.2447 | 17.0878 | 15.4962 | 15.0071 | 13.1121
12 | 2 | 7.03 | 6.3399 | 5.9274 | 5.2874 | 5.1134 | 6.2705 | 5.5127 | 2.4463 | 0 | 0 | 0 | 0 | 0 | 0 | 0 | 0.58621 | 5.7688 | 10.7782 | 14.0309 | 15.2042 | 14.4924 | 12.5977 | 11.6912 | 9.7664
12 | 3 | 5.9247 | 4.7379 | 3.9821 | 3.6523 | 3.7125 | 4.8557 | 2.6227 | 0 | 0 | 0 | 0 | 0 | 0 | 0 | 0 | 1.1679 | 6.2019 | 11.1085 | 13.5925 | 15.0465 | 14.2656 | 12.1271 | 11.0327 | 8.8282
12 | 4 | 9.3156 | 8.2247 | 6.8149 | 6.3945 | 6.5213 | 6.7983 | 3.8492 | 0.2058 | 0 | 0 | 0 | 0 | 0 | 0 | 0 | 0.55426 | 5.2675 | 10.6117 | 14.3715 | 16.0398 | 16.131 | 14.5638 | 13.671 | 11.1778
12 | 5 | 14.3943 | 13.6101 | 12.6395 | 11.9287 | 11.3766 | 11.1646 | 7.1262 | 3.2574 | 0 | 0 | 0 | 0 | 0 | 0 | 0 | 3.8552 | 8.4696 | 14.0578 | 17.9576 | 19.7521 | 19.4255 | 18.1182 | 18.2561 | 15.9871
12 | 6 | 16.6528 | 15.8223 | 14.8101 | 14.1746 | 13.8863 | 14.1626 | 10.3615 | 6.5507 | 1.93 | 0 | 0.19696 | 0 | 0 | 0.85136 | 3.5571 | 7.6515 | 11.8556 | 16.907 | 19.9453 | 21.8972 | 21.6018 | 20.2668 | 20.4568 | 19.5438
12 | 7 | 16.6518 | 15.8297 | 14.8939 | 14.2594 | 13.9913 | 14.6234 | 10.5929 | 6.4115 | 1.4705 | 0 | 0 | 0 | 0 | 0.097052 | 2.8071 | 7.0179 | 11.5536 | 16.8954 | 20.4899 | 22.1606 | 21.7005 | 20.2785 | 20.5341 | 19.5409
12 | 8 | 15.1841 | 14.3016 | 13.3705 | 12.7531 | 12.5675 | 13.8447 | 10.1713 | 5.3301 | 0 | 0 | 0 | 0 | 0 | 0 | 0.73863 | 5.7808 | 11.1415 | 16.3609 | 19.705 | 21.4232 | 20.7022 | 19.1386 | 18.8547 | 17.8231
12 | 9 | 10.9685 | 10.1783 | 9.5795 | 9.2608 | 9.2167 | 10.4139 | 9.4355 | 4.8772 | 0 | 0 | 0 | 0 | 0 | 0 | 1.0348 | 5.7682 | 10.8313 | 14.9475 | 18.006 | 18.9867 | 17.7961 | 15.7904 | 14.9373 | 13.3591
12 | 10 | 6.9312 | 5.9906 | 5.3936 | 4.9279 | 5.0067 | 6.4896 | 7.7537 | 5.633 | 0.3076 | 0 | 0 | 0 | 0 | 0 | 1.6938 | 7.1454 | 12.7537 | 14.7957 | 16.4519 | 16.7723 | 15.3599 | 12.8676 | 11.3937 | 9.3422
12 | 11 | 10.6659 | 9.5226 | 8.9662 | 8.6107 | 8.6498 | 10.0568 | 11.7442 | 9.3708 | 3.3131 | 0 | 0 | 0 | 0 | 0.58458 | 4.3192 | 9.8675 | 15.0474 | 16.1904 | 18.6384 | 19.6541 | 18.5921 | 16.6183 | 15.554 | 13.8108
13 | 0 | 8.9981 | 8.049 | 6.9773 | 6.374 | 6.3664 | 7.8025 | 9.3068 | 7.312 | 2.6151 | 0 | 0 | 0 | 0 | 0 | 1.3726 | 7.3679 | 12.6856 | 14.5436 | 17.5226 | 18.532 | 17.3414 | 15.2566 | 14.4818 | 12.6306
13 | 1 | 10.4697 | 9.6718 | 8.5677 | 7.7139 | 7.8178 | 9.4142 | 10.5292 | 7.7263 | 2.9777 | 0 | 0 | 0 | 0 | 0 | 2.718 | 7.9057 | 12.9612 | 15.4384 | 18.5048 | 19.3498 | 18.1408 | 16.4778 | 15.9665 | 13.9813
13 | 2 | 7.6533 | 6.9124 | 6.4625 | 5.7907 | 5.6146 | 6.8393 | 6.1523 | 3.1894 | 0 | 0 | 0 | 0 | 0 | 0 | 0 | 1.4385 | 6.5748 | 11.6068 | 14.9962 | 16.2234 | 15.4706 | 13.4881 | 12.5515 | 10.5378
13 | 3 | 6.5053 | 5.2711 | 4.4784 | 4.1238 | 4.1734 | 5.3762 | 3.2026 | 0 | 0 | 0 | 0 | 0 | 0 | 0 | 0 | 1.9605 | 6.946 | 11.8564 | 14.4284 | 15.9719 | 15.1699 | 12.9394 | 11.82 | 9.5297
13 | 4 | 9.9461 | 8.8024 | 7.3407 | 6.8958 | 7.013 | 7.3401 | 4.4458 | 0.90068 | 0 | 0 | 0 | 0 | 0 | 0 | 0 | 1.4088 | 6.0717 | 11.4269 | 15.2806 | 17.0103 | 17.084 | 15.4332 | 14.5023 | 11.9021
13 | 5 | 15.1578 | 14.3336 | 13.3131 | 12.5647 | 11.9849 | 11.8115 | 7.7892 | 4.024 | 0 | 0 | 0 | 0 | 0 | 0 | 0.6135 | 4.7855 | 9.3512 | 14.9584 | 18.9615 | 20.8021 | 20.4465 | 19.0698 | 19.2135 | 16.8304
13 | 6 | 17.5009 | 16.6297 | 15.5674 | 14.9004 | 14.5976 | 14.9276 | 11.1425 | 7.4289 | 2.8179 | 0 | 1.2855 | 0.3222 | 0.75411 | 1.8968 | 4.5807 | 8.6605 | 12.8113 | 17.8811 | 21.0122 | 23.0241 | 22.6987 | 21.2942 | 21.4936 | 20.5355
13 | 7 | 17.5059 | 16.6415 | 15.6564 | 14.9873 | 14.704 | 15.3973 | 11.3784 | 7.2917 | 2.3593 | 0 | 0.75369 | 0 | 0 | 1.153 | 3.8379 | 8.0311 | 12.5112 | 17.8686 | 21.5732 | 23.3057 | 22.8137 | 21.3166 | 21.5831 | 20.5398
13 | 8 | 15.9747 | 15.0482 | 14.071 | 13.422 | 13.226 | 14.5703 | 10.9158 | 6.1626 | 0.75813 | 0 | 0 | 0 | 0 | 0 | 1.7222 | 6.7518 | 12.0622 | 17.292 | 20.7619 | 22.5494 | 21.7822 | 20.1348 | 19.8341 | 18.7459
13 | 9 | 11.5775 | 10.7439 | 10.1086 | 9.7671 | 9.7162 | 10.9782 | 10.0543 | 5.583 | 0 | 0 | 0 | 0 | 0 | 0 | 1.9028 | 6.6201 | 11.6379 | 15.7737 | 18.9692 | 19.9937 | 18.7422 | 16.6385 | 15.746 | 14.0877
13 | 10 | 7.4866 | 6.497 | 5.8658 | 5.3779 | 5.456 | 7.0051 | 8.3474 | 6.3218 | 1.0071 | 0 | 0 | 0 | 0 | 0 | 2.5066 | 7.9561 | 13.5329 | 15.6187 | 17.3689 | 17.7238 | 16.2607 | 13.6711 | 12.149 | 10.0126
13 | 11 | 11.2835 | 10.0774 | 9.4809 | 9.0996 | 9.1383 | 10.6132 | 12.3806 | 10.1092 | 4.0668 | 0 | 0.26421 | 0 | 0 | 1.4807 | 5.1763 | 10.7208 | 15.8741 | 17.0549 | 19.6221 | 20.688 | 19.5792 | 17.5194 | 16.4161 | 14.5904
14 | 0 | 9.7586 | 8.759 | 7.6223 | 6.9811 | 6.9711 | 8.488 | 10.0734 | 8.1862 | 3.5029 | 0 | 0 | 0 | 0 | 0 | 2.3723 | 8.3556 | 13.6234 | 15.517 | 18.637 | 19.696 | 18.4544 | 16.2835 | 15.4942 | 13.5659
14 | 1 | 11.2157 | 10.3789 | 9.2206 | 8.326 | 8.431 | 10.1071 | 11.3261 | 8.6155 | 3.8834 | 0 | 0.035735 | 0 | 0 | 0 | 3.7194 | 8.8927 | 13.8978 | 16.402 | 19.6208 | 20.5101 | 19.2466 | 17.5084 | 16.9739 | 14.8939
14 | 2 | 8.3078 | 7.5134 | 7.0244 | 6.3193 | 6.1409 | 7.4365 | 6.8239 | 3.9698 | 0 | 0 | 0 | 0 | 0 | 0 | 0 | 2.3334 | 7.4211 | 12.4769 | 16.0097 | 17.2935 | 16.4976 | 14.4231 | 13.4549 | 11.3477
14 | 3 | 7.115 | 5.831 | 4.9995 | 4.6189 | 4.6572 | 5.9228 | 3.8115 | 0.5851 | 0 | 0 | 0 | 0 | 0 | 0 | 0 | 2.7928 | 7.7273 | 12.6417 | 15.3061 | 16.9435 | 16.1194 | 13.7922 | 12.6468 | 10.2662
14 | 4 | 10.6082 | 9.409 | 7.8927 | 7.4222 | 7.5293 | 7.909 | 5.0722 | 1.6303 | 0 | 0 | 0 | 0 | 0 | 0 | 0 | 2.3061 | 6.9161 | 12.2828 | 16.2352 | 18.0293 | 18.0846 | 16.3462 | 15.3751 | 12.6627
14 | 5 | 15.9594 | 15.0931 | 14.0205 | 13.2325 | 12.6236 | 12.4908 | 8.4854 | 4.8289 | 0.21441 | 0 | 0 | 0 | 0 | 0 | 1.6097 | 5.7624 | 10.2769 | 15.904 | 20.0156 | 21.9045 | 21.5185 | 20.0689 | 20.2187 | 17.7158
14 | 6 | 18.3914 | 17.4775 | 16.3626 | 15.6626 | 15.3445 | 15.7308 | 11.9626 | 8.3509 | 3.7502 | 0.63382 | 2.4286 | 1.4609 | 1.8865 | 2.9946 | 5.6555 | 9.72 | 13.8148 | 18.904 | 22.1324 | 24.2073 | 23.8505 | 22.3731 | 22.5823 | 21.5768
14 | 7 | 18.4027 | 17.4938 | 16.457 | 15.7516 | 15.4524 | 16.2098 | 12.2033 | 8.2159 | 3.2926 | 0.12058 | 1.9057 | 0.47719 | 0.96255 | 2.2618 | 4.9203 | 9.095 | 13.5166 | 18.8904 | 22.7107 | 24.5081 | 23.9825 | 22.4067 | 22.6845 | 21.5886
14 | 8 | 16.8048 | 15.8321 | 14.8064 | 14.1245 | 13.9174 | 15.3322 | 11.6975 | 7.0368 | 1.6499 | 0 | 0 | 0 | 0 | 0.049089 | 2.7549 | 7.7713 | 13.0288 | 18.2697 | 21.8717 | 23.7319 | 22.9162 | 21.1807 | 20.8624 | 19.7147
14 | 9 | 12.217 | 11.3378 | 10.6642 | 10.2988 | 10.2406 | 11.5708 | 10.704 | 6.324 | 0.31833 | 0 | 0 | 0 | 0 | 0 | 2.8142 | 7.5147 | 12.4849 | 16.6411 | 19.9805 | 21.0511 | 19.7356 | 17.529 | 16.5951 | 14.8527
14 | 10 | 8.0697 | 7.0287 | 6.3616 | 5.8504 | 5.9277 | 7.5463 | 8.9708 | 7.045 | 1.7416 | 0 | 0 | 0 | 0 | 0 | 3.36 | 8.8073 | 14.351 | 16.4829 | 18.3317 | 18.7229 | 17.2066 | 14.5148 | 12.9419 | 10.7165
14 | 11 | 11.932 | 10.66 | 10.0212 | 9.6129 | 9.6513 | 11.1974 | 13.0488 | 10.8845 | 4.8582 | 0.68317 | 1.2386 | 0.23645 | 0.6246 | 2.4215 | 6.0763 | 11.6167 | 16.7422 | 17.9625 | 20.655 | 21.7735 | 20.6157 | 18.4656 | 17.3212 | 15.4089
15 | 0 | 10.5572 | 9.5045 | 8.2996 | 7.6186 | 7.6061 | 9.2079 | 10.8783 | 9.1041 | 4.4352 | 0.17777 | 0.69618 | 0 | 0 | 0.10398 | 3.4219 | 9.3927 | 14.6082 | 16.5391 | 19.8072 | 20.9183 | 19.6231 | 17.3618 | 16.5571 | 14.5479
15 | 1 | 11.9989 | 11.1213 | 9.9062 | 8.9686 | 9.0749 | 10.8347 | 12.1628 | 9.5492 | 4.8343 | 0.67516 | 1.1764 | 0 | 0 | 1.0113 | 4.7708 | 9.9291 | 14.8812 | 17.4138 | 20.7925 | 21.7284 | 20.4076 | 18.5907 | 18.0316 | 15.8521
15 | 2 | 8.9949 | 8.1445 | 7.6143 | 6.8742 | 6.6935 | 8.0636 | 7.529 | 4.7891 | 0 | 0 | 0 | 0 | 0 | 0 | 0 | 3.2731 | 8.3097 | 13.3904 | 17.0739 | 18.4172 | 17.5761 | 15.4048 | 14.4035 | 12.1982
15 | 3 | 7.7552 | 6.4189 | 5.5466 | 5.1388 | 5.1653 | 6.4967 | 4.4509 | 1.3171 | 0 | 0 | 0 | 0 | 0 | 0 | 0 | 3.6667 | 8.5478 | 13.4663 | 16.2277 | 17.9638 | 17.1163 | 14.6877 | 13.5148 | 11.0395
15 | 4 | 11.3034 | 10.0459 | 8.4724 | 7.9748 | 8.0714 | 8.5064 | 5.73 | 2.3964 | 0 | 0 | 0 | 0 | 0 | 0 | 0 | 3.2483 | 7.8027 | 13.1816 | 17.2376 | 19.0992 | 19.1352 | 17.3047 | 16.2916 | 13.4612
15 | 5 | 16.8011 | 15.8907 | 14.7632 | 13.9337 | 13.2943 | 13.204 | 9.2163 | 5.6741 | 1.0852 | 0 | 0 | 0 | 0 | 0 | 2.6557 | 6.7881 | 11.2489 | 16.8969 | 21.1224 | 23.062 | 22.6441 | 21.1179 | 21.2743 | 18.6456
15 | 6 | 19.3264 | 18.3677 | 17.1976 | 16.4628 | 16.1287 | 16.5742 | 12.8237 | 9.319 | 4.7291 | 1.6337 | 3.6287 | 2.6565 | 3.0756 | 4.1473 | 6.7841 | 10.8324 | 14.8685 | 19.9779 | 23.3087 | 25.4497 | 25.0599 | 23.5059 | 23.7254 | 22.6702
15 | 7 | 19.3443 | 18.3887 | 17.2976 | 16.5542 | 16.2382 | 17.063 | 13.0693 | 9.1862 | 4.2725 | 1.1245 | 3.1154 | 1.6673 | 2.1539 | 3.4261 | 6.0568 | 10.2121 | 14.5723 | 19.9634 | 23.905 | 25.7706 | 25.2098 | 23.5512 | 23.8411 | 22.6899
15 | 8 | 17.6765 | 16.6552 | 15.5787 | 14.862 | 14.6434 | 16.1322 | 12.5183 | 7.9547 | 2.5863 | 0 | 0.88156 | 0 | 0 | 1.1797 | 3.8393 | 8.8418 | 14.0438 | 19.2963 | 23.037 | 24.9735 | 24.1069 | 22.2789 | 21.9422 | 20.7321
15 | 9 | 12.8885 | 11.9615 | 11.2475 | 10.857 | 10.7913 | 12.193 | 11.3861 | 7.1021 | 1.1189 | 0 | 0 | 0 | 0 | 0.49824 | 3.7711 | 8.454 | 13.3742 | 17.5519 | 21.0425 | 22.1613 | 20.7786 | 18.464 | 17.4866 | 15.656
15 | 10 | 8.682 | 7.587 | 6.8822 | 6.3466 | 6.4231 | 8.1147 | 9.6254 | 7.8043 | 2.5129 | 0 | 0 | 0 | 0 | 0.80498 | 4.2561 | 9.7011 | 15.2101 | 17.3902 | 19.3427 | 19.772 | 18.1997 | 15.4006 | 13.7746 | 11.4556
15 | 11 | 12.6129 | 11.2717 | 10.5886 | 10.152 | 10.1899 | 11.8109 | 13.7504 | 11.6986 | 5.6893 | 1.5457 | 2.2618 | 1.2595 | 1.6403 | 3.4095 | 7.0213 | 12.5574 | 17.6537 | 18.9156 | 21.7396 | 22.9133 | 21.7041 | 19.459 | 18.2716 | 16.2684
16 | 0 | 11.3957 | 10.2873 | 9.0108 | 8.288 | 8.2729 | 9.9637 | 11.7234 | 10.0679 | 5.414 | 1.1807 | 1.886 | 0.17066 | 0 | 1.2445 | 4.524 | 10.4816 | 15.6422 | 17.6124 | 21.0359 | 22.2017 | 20.8502 | 18.494 | 17.6733 | 15.579
16 | 1 | 12.8213 | 11.9009 | 10.6261 | 9.6435 | 9.751 | 11.5986 | 13.0413 | 10.5295 | 5.8327 | 1.6878 | 2.374 | 0.73581 | 0.74131 | 2.1498 | 5.8748 | 11.0173 | 15.9138 | 18.4762 | 22.0228 | 23.0076 | 21.6267 | 19.727 | 19.1423 | 16.8582
16 | 2 | 9.7164 | 8.8072 | 8.2338 | 7.4569 | 7.2738 | 8.7221 | 8.2694 | 5.6494 | 0.66312 | 0 | 0 | 0 | 0 | 0 | 0 | 4.2597 | 9.2428 | 14.3496 | 18.1913 | 19.597 | 18.7084 | 16.4356 | 15.3994 | 13.0912
16 | 3 | 8.4274 | 7.0362 | 6.1211 | 5.6847 | 5.6988 | 7.0994 | 5.1223 | 2.0857 | 0 | 0 | 0 | 0 | 0 | 0 | 0.0084595 | 4.5843 | 9.4092 | 14.3321 | 17.1954 | 19.0351 | 18.1631 | 15.628 | 14.4263 | 11.8516
16 | 4 | 12.0333 | 10.7147 | 9.0811 | 8.5552 | 8.6407 | 9.1336 | 6.4207 | 3.2008 | 0 | 0 | 0 | 0 | 0 | 0 | 0.11021 | 4.2375 | 8.7337 | 14.1253 | 18.29 | 20.2227 | 20.2384 | 18.3112 | 17.254 | 14.2997
16 | 5 | 17.685 | 16.7282 | 15.543 | 14.6699 | 13.9985 | 13.9528 | 9.9839 | 6.5616 | 1.9994 | 0 | 0.67669 | 0 | 0 | 1.0751 | 3.754 | 7.8651 | 12.2695 | 17.9394 | 22.2846 | 24.2775 | 23.826 | 22.2195 | 22.3826 | 19.6218
16 | 6 | 20.3082 | 19.3023 | 18.0744 | 17.3031 | 16.9521 | 17.4597 | 13.7279 | 10.3355 | 5.757 | 2.6835 | 4.8889 | 3.9118 | 4.3241 | 5.3575 | 7.969 | 12.0005 | 15.9748 | 21.1056 | 24.5437 | 26.7542 | 26.3297 | 24.6954 | 24.9257 | 23.8182
16 | 7 | 20.3331 | 19.3284 | 18.1803 | 17.3968 | 17.0633 | 17.9588 | 13.9787 | 10.2051 | 5.3014 | 2.1787 | 4.3855 | 2.917 | 3.4048 | 4.6485 | 7.2502 | 11.385 | 15.6807 | 21.09 | 25.1591 | 27.0963 | 26.4984 | 24.753 | 25.0554 | 23.8463
16 | 8 | 18.5917 | 17.5195 | 16.3895 | 15.6365 | 15.4057 | 16.9721 | 13.3801 | 8.9185 | 3.5696 | 0.25309 | 2.1148 | 0.84605 | 1.1018 | 2.3668 | 4.9779 | 9.9658 | 15.1096 | 20.3742 | 24.2606 | 26.2771 | 25.3572 | 23.4321 | 23.0759 | 21.8002
16 | 9 | 13.5936 | 12.6163 | 11.86 | 11.4431 | 11.3696 | 12.8463 | 12.1024 | 7.9191 | 1.9596 | 0 | 0 | 0 | 0 | 1.532 | 4.7759 | 9.4403 | 14.308 | 18.5082 | 22.1575 | 23.327 | 21.8738 | 19.4458 | 18.4227 | 16.4994
16 | 10 | 9.325 | 8.1731 | 7.4288 | 6.8675 | 6.9432 | 8.7114 | 10.3127 | 8.6017 | 3.3227 | 0 | 0.39577 | 0 | 0.17773 | 1.7694 | 5.197 | 10.6396 | 16.1121 | 18.3429 | 20.4043 | 20.8735 | 19.2425 | 16.3308 | 14.6488 | 12.2317
16 | 11 | 13.3278 | 11.914 | 11.1844 | 10.718 | 10.7554 | 12.455 | 14.4871 | 12.5533 | 6.5618 | 2.4513 | 3.3361 | 2.3336 | 2.7068 | 4.4468 | 8.0135 | 13.5452 | 18.6108 | 19.9163 | 22.8784 | 24.1101 | 22.8468 | 20.5022 | 19.2696 | 17.1709
17 | 0 | 12.2761 | 11.1092 | 9.7575 | 8.9908 | 8.973 | 10.7573 | 12.6108 | 11.0799 | 6.4418 | 2.2338 | 3.1353 | 1.41 | 1.0785 | 2.442 | 5.6812 | 11.625 | 16.7279 | 18.7392 | 22.3261 | 23.5492 | 22.1386 | 19.6828 | 18.8452 | 16.6617
17 | 1 | 13.6848 | 12.7194 | 11.382 | 10.352 | 10.461 | 12.4007 | 13.9638 | 11.5588 | 6.8811 | 2.7512 | 3.6316 | 1.9828 | 1.9732 | 3.3453 | 7.034 | 12.1599 | 16.998 | 19.5917 | 23.3146 | 24.3508 | 22.9068 | 20.9201 | 20.3085 | 17.9146
17 | 2 | 10.474 | 9.503 | 8.8843 | 8.0688 | 7.883 | 9.4135 | 9.0469 | 6.5527 | 1.5843 | 0 | 0 | 0 | 0 | 0 | 0.83602 | 5.2957 | 10.2225 | 15.3568 | 19.3646 | 20.8358 | 19.8974 | 17.518 | 16.4452 | 14.0288
17 | 3 | 9.1332 | 7.6843 | 6.7243 | 6.2578 | 6.2589 | 7.7321 | 5.8272 | 2.8927 | 0 | 0 | 0 | 0 | 0 | 0 | 0.98922 | 5.5478 | 10.3137 | 15.2411 | 18.2114 | 20.1599 | 19.2623 | 16.6152 | 15.3833 | 12.7042
17 | 4 | 12.7997 | 11.4168 | 9.7202 | 9.1645 | 9.2383 | 9.7922 | 7.1459 | 4.0454 | 0 | 0 | 0 | 0 | 0 | 0 | 1.1708 | 5.2762 | 9.7112 | 15.1162 | 19.3951 | 21.4024 | 21.3968 | 19.368 | 18.2644 | 15.1802
17 | 5 | 18.613 | 17.6075 | 16.3618 | 15.4429 | 14.7378 | 14.7391 | 10.7898 | 7.4934 | 2.9594 | 0 | 1.8999 | 0.65933 | 1.0336 | 2.2578 | 4.9072 | 8.9959 | 13.3411 | 19.0341 | 23.5049 | 25.5537 | 25.0671 | 23.3761 | 23.5463 | 20.6469
17 | 6 | 21.339 | 20.2837 | 18.9949 | 18.1854 | 17.8167 | 18.3895 | 14.6773 | 11.4029 | 6.8362 | 3.7858 | 6.2121 | 5.23 | 5.635 | 6.6283 | 9.2133 | 13.227 | 17.1365 | 22.2897 | 25.8405 | 28.1239 | 27.6631 | 25.9443 | 26.186 | 25.0236
17 | 7 | 21.3712 | 20.315 | 19.1071 | 18.2816 | 17.9297 | 18.8994 | 14.9335 | 11.275 | 6.3818 | 3.2855 | 5.7191 | 4.2291 | 4.7183 | 5.9321 | 8.5032 | 12.6166 | 16.8446 | 22.2729 | 26.4759 | 28.4882 | 27.8515 | 26.0149 | 26.3305 | 25.0604
17 | 8 | 19.5527 | 18.4269 | 17.2409 | 16.4496 | 16.2061 | 17.8541 | 14.2851 | 9.9305 | 4.6019 | 1.3263 | 3.4098 | 2.1333 | 2.3814 | 3.6133 | 6.1734 | 11.146 | 16.2286 | 21.506 | 25.5453 | 27.646 | 26.67 | 24.6429 | 24.2663 | 22.9218
17 | 9 | 14.3339 | 13.3038 | 12.5031 | 12.0585 | 11.9767 | 13.5323 | 12.8545 | 8.777 | 2.8422 | 0 | 1.0547 | 0 | 0.71593 | 2.6175 | 5.8309 | 10.4759 | 15.2884 | 19.5123 | 23.3283 | 24.551 | 23.0237 | 20.4767 | 19.4056 | 17.385
17 | 10 | 10.0001 | 8.7886 | 8.0027 | 7.4145 | 7.4893 | 9.338 | 11.0344 | 9.4389 | 4.1729 | 0.7491 | 1.4542 | 0.75687 | 1.2206 | 2.782 | 6.1849 | 11.625 | 17.0592 | 19.3433 | 21.5189 | 22.0301 | 20.3375 | 17.3075 | 15.5668 | 13.0465
17 | 11 | 14.0785 | 12.5884 | 11.8099 | 11.3122 | 11.3492 | 13.1314 | 15.2606 | 13.4509 | 7.478 | 3.4022 | 4.4641 | 3.4615 | 3.8267 | 5.536 | 9.0554 | 14.5824 | 19.6157 | 20.967 | 24.0741 | 25.3667 | 24.0467 | 21.5975 | 20.3174 | 18.1184
18 | 0 | 13.2005 | 11.9722 | 10.5415 | 9.7288 | 9.7081 | 11.5907 | 13.5425 | 12.1425 | 7.521 | 3.3396 | 4.447 | 2.7112 | 2.3565 | 3.6993 | 6.8962 | 12.8255 | 17.8679 | 19.9224 | 23.6807 | 24.9641 | 23.4914 | 20.9311 | 20.0757 | 17.7985
18 | 1 | 14.5915 | 13.5789 | 12.1756 | 11.096 | 11.2064 | 13.2429 | 14.9324 | 12.6396 | 7.9819 | 3.8677 | 4.952 | 3.2922 | 3.2666 | 4.6005 | 8.2511 | 13.3596 | 18.1364 | 20.7629 | 24.671 | 25.7612 | 24.2508 | 22.1729 | 21.5329 | 19.0239
18 | 2 | 11.2695 | 10.2336 | 9.5672 | 8.7112 | 8.5227 | 10.1394 | 9.8632 | 7.5012 | 2.5515 | 0 | 0 | 0 | 0 | 0 | 1.9446 | 6.3835 | 11.2512 | 16.4143 | 20.5965 | 22.1365 | 21.1458 | 18.6544 | 17.5433 | 15.0134
18 | 3 | 9.8742 | 8.3648 | 7.3577 | 6.8596 | 6.8471 | 8.3965 | 6.5673 | 3.7401 | 0 | 0 | 0 | 0 | 0 | 0 | 2.019 | 6.5594 | 11.2634 | 16.1957 | 19.2783 | 21.341 | 20.4164 | 17.6519 | 16.3881 | 13.5994
18 | 4 | 13.6045 | 12.1541 | 10.3912 | 9.8043 | 9.8659 | 10.4837 | 7.9073 | 4.9323 | 0.53084 | 0 | 0 | 0 | 0 | 0 | 2.2844 | 6.3669 | 10.7375 | 16.1566 | 20.5554 | 22.641 | 22.613 | 20.4777 | 19.3254 | 16.1046
18 | 5 | 19.5874 | 18.5308 | 17.2216 | 16.2546 | 15.5142 | 15.5647 | 11.6359 | 8.4718 | 3.9674 | 0.97511 | 3.1843 | 1.939 | 2.3058 | 3.4996 | 6.118 | 10.1833 | 14.4663 | 20.1835 | 24.7861 | 26.8937 | 26.3701 | 24.5905 | 24.7682 | 21.7232
18 | 6 | 22.4214 | 21.3142 | 19.9615 | 19.1118 | 18.7246 | 19.3658 | 15.6741 | 12.5236 | 7.9694 | 4.9432 | 7.6015 | 6.614 | 7.0115 | 7.9627 | 10.5197 | 14.5148 | 18.3562 | 23.533 | 27.2021 | 29.5621 | 29.0631 | 27.2557 | 27.5093 | 26.2893
18 | 7 | 22.4613 | 21.351 | 20.0802 | 19.2107 | 18.8394 | 19.8871 | 15.9361 | 12.3983 | 7.5162 | 4.4477 | 7.1194 | 5.6069 | 6.0974 | 7.2798 | 9.8188 | 13.9097 | 18.0667 | 23.515 | 27.8585 | 29.9497 | 29.2722 | 27.3399 | 27.6693 | 26.3353
18 | 8 | 20.5618 | 19.3798 | 18.1349 | 17.3034 | 17.0466 | 18.7802 | 15.2352 | 10.9931 | 5.6859 | 2.4531 | 4.7694 | 3.485 | 3.725 | 4.9222 | 7.4287 | 12.3853 | 17.4036 | 22.6943 | 26.8943 | 29.0833 | 28.0484 | 25.9143 | 25.5163 | 24.0995
18 | 9 | 15.1113 | 14.0257 | 13.1784 | 12.7047 | 12.6142 | 14.2526 | 13.6442 | 9.6777 | 3.769 | 0.36682 | 2.2418 | 1.138 | 1.8842 | 3.7573 | 6.9386 | 11.5632 | 16.3179 | 20.5667 | 24.5576 | 25.8362 | 24.2311 | 21.5591 | 20.4377 | 18.3149
18 | 10 | 10.7089 | 9.4349 | 8.6054 | 7.9889 | 8.0627 | 9.9959 | 11.7922 | 10.3179 | 5.0657 | 1.6875 | 2.5656 | 1.8696 | 2.3157 | 3.8452 | 7.2223 | 12.6597 | 18.0537 | 20.3937 | 22.6893 | 23.2445 | 21.4872 | 18.333 | 16.5307 | 13.9022
18 | 11 | 14.8667 | 13.2966 | 12.4668 | 11.9362 | 11.9728 | 13.8415 | 16.0728 | 14.3933 | 8.44 | 4.4006 | 5.6485 | 4.6458 | 5.0025 | 6.6797 | 10.1493 | 15.6714 | 20.6709 | 22.0703 | 25.3296 | 26.6862 | 25.3066 | 22.7476 | 21.4176 | 19.1134
19 | 0 | 14.1712 | 12.8783 | 11.3648 | 10.5036 | 10.48 | 12.4656 | 14.5208 | 13.2582 | 8.6542 | 4.5006 | 5.8244 | 4.0775 | 3.6983 | 5.0196 | 8.172 | 14.0861 | 19.0648 | 21.1648 | 25.1031 | 26.4498 | 24.9119 | 22.2417 | 21.3678 | 18.9921
19 | 1 | 15.5436 | 14.4813 | 13.0089 | 11.8772 | 11.9891 | 14.1273 | 15.9494 | 13.7745 | 9.1377 | 5.04 | 6.3385 | 4.667 | 4.6248 | 5.9185 | 9.5291 | 14.6193 | 19.3318 | 21.9928 | 26.0952 | 27.242 | 25.662 | 23.4883 | 22.8187 | 20.1886
19 | 2 | 12.1048 | 11.0007 | 10.2843 | 9.3857 | 9.1944 | 10.9017 | 10.7203 | 8.497 | 3.567 | 0 | 0.095121 | 0 | 0 | 0 | 3.1086 | 7.5257 | 12.3314 | 17.5247 | 21.89 | 23.5023 | 22.4566 | 19.8477 | 18.6963 | 16.0471
19 | 3 | 10.6524 | 9.0794 | 8.0228 | 7.4915 | 7.4647 | 9.0941 | 7.3445 | 4.6298 | 0.48831 | 0 | 0 | 0 | 0 | 0.22056 | 3.1003 | 7.6216 | 12.2606 | 17.1979 | 20.3985 | 22.5811 | 21.6282 | 18.7403 | 17.4433 | 14.5394
19 | 4 | 14.4495 | 12.9283 | 11.0958 | 10.4761 | 10.5248 | 11.2098 | 8.7068 | 5.8635 | 1.4947 | 0 | 1.0666 | 0 | 0 | 0.74458 | 3.4537 | 7.5121 | 11.8152 | 17.2491 | 21.7737 | 23.9415 | 23.8901 | 21.6428 | 20.4394 | 17.0753
19 | 5 | 20.6105 | 19.5002 | 18.1243 | 17.1069 | 16.3294 | 16.4316 | 12.5244 | 9.4991 | 5.0258 | 2.0819 | 4.5329 | 3.2826 | 3.6415 | 4.8035 | 7.3895 | 11.43 | 15.6478 | 21.3904 | 26.1315 | 28.3007 | 27.7383 | 25.8656 | 26.0512 | 22.8533
19 | 6 | 23.5579 | 22.3962 | 20.9765 | 20.0845 | 19.6778 | 20.391 | 16.7208 | 13.7004 | 9.1592 | 6.1585 | 9.0603 | 8.0673 | 8.4568 | 9.3637 | 11.8914 | 15.867 | 19.6369 | 24.8384 | 28.6319 | 31.0723 | 30.5331 | 28.6326 | 28.8987 | 27.6183
19 | 7 | 23.6058 | 22.4388 | 21.102 | 20.1862 | 19.7945 | 20.9241 | 16.9888 | 13.5778 | 8.7073 | 5.668 | 8.5897 | 7.0535 | 7.5455 | 8.6949 | 11.2002 | 15.2675 | 19.3499 | 24.8192 | 29.3102 | 31.4843 | 30.764 | 28.7311 | 29.0751 | 27.6739
19 | 8 | 21.6213 | 20.3803 | 19.0735 | 18.1999 | 17.929 | 19.7526 | 16.2329 | 12.1088 | 6.8241 | 3.6362 | 6.1971 | 4.9042 | 5.1358 | 6.2964 | 8.7468 | 13.6865 | 18.6374 | 23.9421 | 28.3107 | 30.5924 | 29.4957 | 27.2492 | 26.8287 | 25.3361
19 | 9 | 15.9275 | 14.7838 | 13.8874 | 13.3832 | 13.2836 | 15.0089 | 14.4734 | 10.6235 | 4.7422 | 1.386 | 3.4883 | 2.3805 | 3.1109 | 4.954 | 8.1018 | 12.705 | 17.3989 | 21.6738 | 25.8484 | 27.1857 | 25.499 | 22.6957 | 21.5213 | 19.2913
19 | 10 | 11.4532 | 10.1135 | 9.2381 | 8.5919 | 8.6648 | 10.6867 | 12.5878 | 11.2409 | 6.0032 | 2.6729 | 3.7326 | 3.038 | 3.4655 | 4.9616 | 8.3115 | 13.7462 | 19.0979 | 21.4966 | 23.9182 | 24.5196 | 22.6944 | 19.4097 | 17.5428 | 14.8006
19 | 11 | 15.6944 | 14.0401 | 13.1564 | 12.5914 | 12.6274 | 14.5872 | 16.9257 | 15.3828 | 9.4501 | 5.449 | 6.8921 | 5.8893 | 6.2371 | 7.8805 | 11.2979 | 16.8148 | 21.7788 | 23.2287 | 26.6479 | 28.0716 | 26.6294 | 23.9552 | 22.5729 | 20.1581

## Unsatisfied Reserve
| Year 0 | Year 1 | Year 2 | Year 3 | Year 4 | Year 5 | Year 6 | Year 7 | Year 8 | Year 9 | Year 10 | Year 11 | Year 12 | Year 13 | Year 14 | Year 15 | Year 16 | Year 17 | Year 18 | Year 19
Value | 0 | 0 | 0 | 0 | 0 | 0 | 0 | 0 | 0 | 0 | 0 | 0 | 0 | 0 | 0 | 0 | 0 | 0 | 0 | 0

## Yearly Values
| Demand | Unserved Demand | Charging | Sold (Generated) | Sold (Stored) | Dispatched Diesel | Dispatched PV | Dispatched Wind | Discharging | Excess Electricity | Purchased Electricity
0 | 2655.7735 | 0 | 451.0836 | 0 | 0 | 786.5006 | 1514.8238 | 553.2362 | 403.6819 | 151.3854 | 0
1 | 2788.5622 | 0 | 0 | 928.4217 | 0 | 0 | 1811.4923 | 809.2298 | 0 | 0 | 1096.2617
2 | 2927.9903 | 0 | 0 | 871.7877 | 0 | 0 | 1811.4923 | 809.2298 | 0 | 0 | 1179.0559
3 | 3074.3898 | 0 | 0 | 814.8491 | 0 | 0 | 1811.4923 | 809.2298 | 0 | 0 | 1268.5168
4 | 3228.1093 | 0 | 0 | 758.1053 | 0 | 0 | 1811.4923 | 809.2298 | 0 | 0 | 1365.4925
5 | 3389.5148 | 0 | 0 | 700.9801 | 0 | 0 | 1811.4923 | 809.2298 | 0 | 0 | 1469.7727
6 | 3558.9905 | 0 | 0 | 641.5789 | 0 | 0 | 1811.4923 | 809.2298 | 0 | 0 | 1579.8472
7 | 3736.9401 | 0 | 0 | 579.9774 | 0 | 0 | 1811.4923 | 809.2298 | 0 | 0 | 1696.1953
8 | 3923.7871 | 0 | 0 | 517.2993 | 0 | 0 | 1811.4923 | 809.2298 | 0 | 0 | 1820.3642
9 | 4119.9764 | 0 | 0 | 452.9254 | 0 | 0 | 1811.4923 | 809.2298 | 0 | 0 | 1952.1797
10 | 4325.9752 | 0 | 0 | 387.668 | 0 | 0 | 1811.4923 | 809.2298 | 0 | 0 | 2092.921
11 | 4542.274 | 0 | 0 | 323.1122 | 0 | 0 | 1811.4923 | 809.2298 | 0 | 0 | 2244.664
12 | 4769.3877 | 0 | 0 | 261.0016 | 0 | 0 | 1811.4923 | 809.2298 | 0 | 0 | 2409.6671
13 | 5007.8571 | 0 | 0 | 203.6042 | 0 | 0 | 1811.4923 | 809.2298 | 0 | 0 | 2590.7391
14 | 5258.2499 | 0 | 0 | 150.9243 | 0 | 0 | 1811.4923 | 809.2298 | 0 | 0 | 2788.452
15 | 5521.1624 | 0 | 0 | 107.2326 | 0 | 0 | 1811.4923 | 809.2298 | 0 | 0 | 3007.6728
16 | 5797.2205 | 0 | 0 | 71.9363 | 0 | 0 | 1811.4923 | 809.2298 | 0 | 0 | 3248.4347
17 | 6087.0816 | 0 | 0 | 49.2838 | 0 | 0 | 1811.4923 | 809.2298 | 0 | 0 | 3515.6432
18 | 6391.4357 | 0 | 0 | 30.626 | 0 | 0 | 1811.4923 | 809.2298 | 0 | 0 | 3801.3395
19 | 6711.0074 | 0 | 0 | 14.8216 | 0 | 0 | 1811.4923 | 809.2298 | 0 | 0 | 4105.1069

## Total NPV
| Total Value | Capex | Fixed Opex | Variable Opex | Fuel Opex | Emissions Tax | Lost Load Cost | Excess Load Cost | Purchased Electricity Cost | Unsatisfied Reserve Cost | Electricity Revenues | Retirement Revenues | Salvage Value
0 | 211.0955 | 90.1668 | 15.8155 | 0.33538 | 5.003 | 0 | 0 | 0 | 139.3945 | 0 | 27.2361 | 9.6266 | 2.7569

## Capex
| Year 0 | Year 1 | Year 2 | Year 3 | Year 4 | Year 5 | Year 6 | Year 7 | Year 8 | Year 9 | Year 10 | Year 11 | Year 12 | Year 13 | Year 14 | Year 15 | Year 16 | Year 17 | Year 18 | Year 19
0 | 73.3979 | 16.769 | 0 | 0 | 0 | 0 | 0 | 0 | 0 | 0 | 0 | 0 | 0 | 0 | 0 | 0 | 0 | 0 | 0 | 0

## Fixed Opex
| Year 0 | Year 1 | Year 2 | Year 3 | Year 4 | Year 5 | Year 6 | Year 7 | Year 8 | Year 9 | Year 10 | Year 11 | Year 12 | Year 13 | Year 14 | Year 15 | Year 16 | Year 17 | Year 18 | Year 19
0 | 1.5397 | 1.125 | 1.0714 | 1.0204 | 0.97182 | 0.92554 | 0.88147 | 0.83949 | 0.79952 | 0.76144 | 0.72519 | 0.69065 | 0.65776 | 0.62644 | 0.59661 | 0.5682 | 0.54114 | 0.51538 | 0.49083 | 0.46746

## Variable Opex
| Year 0 | Year 1 | Year 2 | Year 3 | Year 4 | Year 5 | Year 6 | Year 7 | Year 8 | Year 9 | Year 10 | Year 11 | Year 12 | Year 13 | Year 14 | Year 15 | Year 16 | Year 17 | Year 18 | Year 19
0 | 0.33538 | 0 | 0 | 0 | 0 | 0 | 0 | 0 | 0 | 0 | 0 | 0 | 0 | 0 | 0 | 0 | 0 | 0 | 0 | 0

## Fuel Opex
| Year 0 | Year 1 | Year 2 | Year 3 | Year 4 | Year 5 | Year 6 | Year 7 | Year 8 | Year 9 | Year 10 | Year 11 | Year 12 | Year 13 | Year 14 | Year 15 | Year 16 | Year 17 | Year 18 | Year 19
0 | 5.003 | 0 | 0 | 0 | 0 | 0 | 0 | 0 | 0 | 0 | 0 | 0 | 0 | 0 | 0 | 0 | 0 | 0 | 0 | 0

## Emissions Tax
| Year 0 | Year 1 | Year 2 | Year 3 | Year 4 | Year 5 | Year 6 | Year 7 | Year 8 | Year 9 | Year 10 | Year 11 | Year 12 | Year 13 | Year 14 | Year 15 | Year 16 | Year 17 | Year 18 | Year 19
0 | 0 | 0 | 0 | 0 | 0 | 0 | 0 | 0 | 0 | 0 | 0 | 0 | 0 | 0 | 0 | 0 | 0 | 0 | 0 | 0

## Lost Load Cost
| Year 0 | Year 1 | Year 2 | Year 3 | Year 4 | Year 5 | Year 6 | Year 7 | Year 8 | Year 9 | Year 10 | Year 11 | Year 12 | Year 13 | Year 14 | Year 15 | Year 16 | Year 17 | Year 18 | Year 19
0 | 0 | 0 | 0 | 0 | 0 | 0 | 0 | 0 | 0 | 0 | 0 | 0 | 0 | 0 | 0 | 0 | 0 | 0 | 0 | 0

## Excess Load Cost
| Year 0 | Year 1 | Year 2 | Year 3 | Year 4 | Year 5 | Year 6 | Year 7 | Year 8 | Year 9 | Year 10 | Year 11 | Year 12 | Year 13 | Year 14 | Year 15 | Year 16 | Year 17 | Year 18 | Year 19
0 | 0 | 0 | 0 | 0 | 0 | 0 | 0 | 0 | 0 | 0 | 0 | 0 | 0 | 0 | 0 | 0 | 0 | 0 | 0 | 0

## Purchased Electricity Cost
| Year 0 | Year 1 | Year 2 | Year 3 | Year 4 | Year 5 | Year 6 | Year 7 | Year 8 | Year 9 | Year 10 | Year 11 | Year 12 | Year 13 | Year 14 | Year 15 | Year 16 | Year 17 | Year 18 | Year 19
0 | 0 | 5.8841 | 6.0263 | 6.1739 | 6.3287 | 6.4871 | 6.6403 | 6.7894 | 6.939 | 7.0867 | 7.2354 | 7.3899 | 7.5549 | 7.7358 | 7.9298 | 8.1456 | 8.378 | 8.6346 | 8.891 | 9.1438

## Electricity Revenues
| Year 0 | Year 1 | Year 2 | Year 3 | Year 4 | Year 5 | Year 6 | Year 7 | Year 8 | Year 9 | Year 10 | Year 11 | Year 12 | Year 13 | Year 14 | Year 15 | Year 16 | Year 17 | Year 18 | Year 19
0 | 0 | 4.0356 | 3.609 | 3.2126 | 2.8465 | 2.5068 | 2.1852 | 1.8814 | 1.5983 | 1.3329 | 1.0867 | 0.86261 | 0.66376 | 0.49351 | 0.34907 | 0.23665 | 0.1514 | 0.098762 | 0.0584 | 0.02688

## Unsatisfied Reserve Cost
| Year 0 | Year 1 | Year 2 | Year 3 | Year 4 | Year 5 | Year 6 | Year 7 | Year 8 | Year 9 | Year 10 | Year 11 | Year 12 | Year 13 | Year 14 | Year 15 | Year 16 | Year 17 | Year 18 | Year 19
0 | 0 | 0 | 0 | 0 | 0 | 0 | 0 | 0 | 0 | 0 | 0 | 0 | 0 | 0 | 0 | 0 | 0 | 0 | 0 | 0