## Scenario
| T | FiT | P
0 | 6 | 0.15 | 0.27

## Installed Capacity
GT | Year 0 | Year 1 | Year 2 | Year 3 | Year 4 | Year 5 | Year 6 | Year 7 | Year 8 | Year 9 | Year 10 | Year 11 | Year 12 | Year 13 | Year 14 | Year 15 | Year 16 | Year 17 | Year 18 | Year 19
Diesel | 0 | 0 | 0 | 0 | 0 | 0 | 0 | 0 | 0 | 0 | 0 | 0 | 0 | 0 | 0 | 0 | 0 | 0 | 0 | 0
PV | 0 | 0 | 0 | 0 | 0 | 0 | 30 | 30 | 30 | 30 | 30 | 30 | 30 | 30 | 30 | 30 | 30 | 30 | 30 | 30
Wind | 0 | 0 | 0 | 0 | 0 | 0 | 0 | 0 | 0 | 0 | 0 | 0 | 0 | 0 | 0 | 0 | 0 | 0 | 0 | 0

## Added Capacity
GT | Year 0 | Year 1 | Year 2 | Year 3 | Year 4 | Year 5 | Year 6 | Year 7 | Year 8 | Year 9 | Year 10 | Year 11 | Year 12 | Year 13 | Year 14 | Year 15 | Year 16 | Year 17 | Year 18 | Year 19
Diesel | 0 | 0 | 0 | 0 | 0 | 0 | 0 | 0 | 0 | 0 | 0 | 0 | 0 | 0 | 0 | 0 | 0 | 0 | 0 | 0
PV | 0 | 0 | 0 | 0 | 0 | 0 | 30 | 0 | 0 | 0 | 0 | 0 | 0 | 0 | 0 | 0 | 0 | 0 | 0 | 0
Wind | 0 | 0 | 0 | 0 | 0 | 0 | 0 | 0 | 0 | 0 | 0 | 0 | 0 | 0 | 0 | 0 | 0 | 0 | 0 | 0

## Retired Capacity
GT |  | Year 0 | Year 1 | Year 2 | Year 3 | Year 4 | Year 5 | Year 6 | Year 7 | Year 8 | Year 9 | Year 10 | Year 11 | Year 12 | Year 13 | Year 14 | Year 15 | Year 16 | Year 17 | Year 18 | Year 19
Diesel | 0 | 0 | 0 | 0 | 0 | 0 | 0 | 0 | 0 | 0 | 0 | 0 | 0 | 0 | 0 | 0 | 0 | 0 | 0 | 0 | 0
Diesel | 1 | 0 | 0 | 0 | 0 | 0 | 0 | 0 | 0 | 0 | 0 | 0 | 0 | 0 | 0 | 0 | 0 | 0 | 0 | 0 | 0
Diesel | 2 | 0 | 0 | 0 | 0 | 0 | 0 | 0 | 0 | 0 | 0 | 0 | 0 | 0 | 0 | 0 | 0 | 0 | 0 | 0 | 0
Diesel | 3 | 0 | 0 | 0 | 0 | 0 | 0 | 0 | 0 | 0 | 0 | 0 | 0 | 0 | 0 | 0 | 0 | 0 | 0 | 0 | 0
Diesel | 4 | 0 | 0 | 0 | 0 | 0 | 0 | 0 | 0 | 0 | 0 | 0 | 0 | 0 | 0 | 0 | 0 | 0 | 0 | 0 | 0
Diesel | 5 | 0 | 0 | 0 | 0 | 0 | 0 | 0 | 0 | 0 | 0 | 0 | 0 | 0 | 0 | 0 | 0 | 0 | 0 | 0 | 0
Diesel | 6 | 0 | 0 | 0 | 0 | 0 | 0 | 0 | 0 | 0 | 0 | 0 | 0 | 0 | 0 | 0 | 0 | 0 | 0 | 0 | 0
Diesel | 7 | 0 | 0 | 0 | 0 | 0 | 0 | 0 | 0 | 0 | 0 | 0 | 0 | 0 | 0 | 0 | 0 | 0 | 0 | 0 | 0
Diesel | 8 | 0 | 0 | 0 | 0 | 0 | 0 | 0 | 0 | 0 | 0 | 0 | 0 | 0 | 0 | 0 | 0 | 0 | 0 | 0 | 0
Diesel | 9 | 0 | 0 | 0 | 0 | 0 | 0 | 0 | 0 | 0 | 0 | 0 | 0 | 0 | 0 | 0 | 0 | 0 | 0 | 0 | 0
Diesel | 10 | 0 | 0 | 0 | 0 | 0 | 0 | 0 | 0 | 0 | 0 | 0 | 0 | 0 | 0 | 0 | 0 | 0 | 0 | 0 | 0
Diesel | 11 | 0 | 0 | 0 | 0 | 0 | 0 | 0 | 0 | 0 | 0 | 0 | 0 | 0 | 0 | 0 | 0 | 0 | 0 | 0 | 0
Diesel | 12 | 0 | 0 | 0 | 0 | 0 | 0 | 0 | 0 | 0 | 0 | 0 | 0 | 0 | 0 | 0 | 0 | 0 | 0 | 0 | 0
Diesel | 13 | 0 | 0 | 0 | 0 | 0 | 0 | 0 | 0 | 0 | 0 | 0 | 0 | 0 | 0 | 0 | 0 | 0 | 0 | 0 | 0
Diesel | 14 | 0 | 0 | 0 | 0 | 0 | 0 | 0 | 0 | 0 | 0 | 0 | 0 | 0 | 0 | 0 | 0 | 0 | 0 | 0 | 0
Diesel | 15 | 0 | 0 | 0 | 0 | 0 | 0 | 0 | 0 | 0 | 0 | 0 | 0 | 0 | 0 | 0 | 0 | 0 | 0 | 0 | 0
Diesel | 16 | 0 | 0 | 0 | 0 | 0 | 0 | 0 | 0 | 0 | 0 | 0 | 0 | 0 | 0 | 0 | 0 | 0 | 0 | 0 | 0
Diesel | 17 | 0 | 0 | 0 | 0 | 0 | 0 | 0 | 0 | 0 | 0 | 0 | 0 | 0 | 0 | 0 | 0 | 0 | 0 | 0 | 0
Diesel | 18 | 0 | 0 | 0 | 0 | 0 | 0 | 0 | 0 | 0 | 0 | 0 | 0 | 0 | 0 | 0 | 0 | 0 | 0 | 0 | 0
Diesel | 19 | 0 | 0 | 0 | 0 | 0 | 0 | 0 | 0 | 0 | 0 | 0 | 0 | 0 | 0 | 0 | 0 | 0 | 0 | 0 | 0
PV | 0 | 0 | 0 | 0 | 0 | 0 | 0 | 0 | 0 | 0 | 0 | 0 | 0 | 0 | 0 | 0 | 0 | 0 | 0 | 0 | 0
PV | 1 | 0 | 0 | 0 | 0 | 0 | 0 | 0 | 0 | 0 | 0 | 0 | 0 | 0 | 0 | 0 | 0 | 0 | 0 | 0 | 0
PV | 2 | 0 | 0 | 0 | 0 | 0 | 0 | 0 | 0 | 0 | 0 | 0 | 0 | 0 | 0 | 0 | 0 | 0 | 0 | 0 | 0
PV | 3 | 0 | 0 | 0 | 0 | 0 | 0 | 0 | 0 | 0 | 0 | 0 | 0 | 0 | 0 | 0 | 0 | 0 | 0 | 0 | 0
PV | 4 | 0 | 0 | 0 | 0 | 0 | 0 | 0 | 0 | 0 | 0 | 0 | 0 | 0 | 0 | 0 | 0 | 0 | 0 | 0 | 0
PV | 5 | 0 | 0 | 0 | 0 | 0 | 0 | 0 | 0 | 0 | 0 | 0 | 0 | 0 | 0 | 0 | 0 | 0 | 0 | 0 | 0
PV | 6 | 0 | 0 | 0 | 0 | 0 | 0 | 0 | 0 | 0 | 0 | 0 | 0 | 0 | 0 | 0 | 0 | 0 | 0 | 0 | 0
PV | 7 | 0 | 0 | 0 | 0 | 0 | 0 | 0 | 0 | 0 | 0 | 0 | 0 | 0 | 0 | 0 | 0 | 0 | 0 | 0 | 0
PV | 8 | 0 | 0 | 0 | 0 | 0 | 0 | 0 | 0 | 0 | 0 | 0 | 0 | 0 | 0 | 0 | 0 | 0 | 0 | 0 | 0
PV | 9 | 0 | 0 | 0 | 0 | 0 | 0 | 0 | 0 | 0 | 0 | 0 | 0 | 0 | 0 | 0 | 0 | 0 | 0 | 0 | 0
PV | 10 | 0 | 0 | 0 | 0 | 0 | 0 | 0 | 0 | 0 | 0 | 0 | 0 | 0 | 0 | 0 | 0 | 0 | 0 | 0 | 0
PV | 11 | 0 | 0 | 0 | 0 | 0 | 0 | 0 | 0 | 0 | 0 | 0 | 0 | 0 | 0 | 0 | 0 | 0 | 0 | 0 | 0
PV | 12 | 0 | 0 | 0 | 0 | 0 | 0 | 0 | 0 | 0 | 0 | 0 | 0 | 0 | 0 | 0 | 0 | 0 | 0 | 0 | 0
PV | 13 | 0 | 0 | 0 | 0 | 0 | 0 | 0 | 0 | 0 | 0 | 0 | 0 | 0 | 0 | 0 | 0 | 0 | 0 | 0 | 0
PV | 14 | 0 | 0 | 0 | 0 | 0 | 0 | 0 | 0 | 0 | 0 | 0 | 0 | 0 | 0 | 0 | 0 | 0 | 0 | 0 | 0
PV | 15 | 0 | 0 | 0 | 0 | 0 | 0 | 0 | 0 | 0 | 0 | 0 | 0 | 0 | 0 | 0 | 0 | 0 | 0 | 0 | 0
PV | 16 | 0 | 0 | 0 | 0 | 0 | 0 | 0 | 0 | 0 | 0 | 0 | 0 | 0 | 0 | 0 | 0 | 0 | 0 | 0 | 0
PV | 17 | 0 | 0 | 0 | 0 | 0 | 0 | 0 | 0 | 0 | 0 | 0 | 0 | 0 | 0 | 0 | 0 | 0 | 0 | 0 | 0
PV | 18 | 0 | 0 | 0 | 0 | 0 | 0 | 0 | 0 | 0 | 0 | 0 | 0 | 0 | 0 | 0 | 0 | 0 | 0 | 0 | 0
PV | 19 | 0 | 0 | 0 | 0 | 0 | 0 | 0 | 0 | 0 | 0 | 0 | 0 | 0 | 0 | 0 | 0 | 0 | 0 | 0 | 0
Wind | 0 | 0 | 0 | 0 | 0 | 0 | 0 | 0 | 0 | 0 | 0 | 0 | 0 | 0 | 0 | 0 | 0 | 0 | 0 | 0 | 0
Wind | 1 | 0 | 0 | 0 | 0 | 0 | 0 | 0 | 0 | 0 | 0 | 0 | 0 | 0 | 0 | 0 | 0 | 0 | 0 | 0 | 0
Wind | 2 | 0 | 0 | 0 | 0 | 0 | 0 | 0 | 0 | 0 | 0 | 0 | 0 | 0 | 0 | 0 | 0 | 0 | 0 | 0 | 0
Wind | 3 | 0 | 0 | 0 | 0 | 0 | 0 | 0 | 0 | 0 | 0 | 0 | 0 | 0 | 0 | 0 | 0 | 0 | 0 | 0 | 0
Wind | 4 | 0 | 0 | 0 | 0 | 0 | 0 | 0 | 0 | 0 | 0 | 0 | 0 | 0 | 0 | 0 | 0 | 0 | 0 | 0 | 0
Wind | 5 | 0 | 0 | 0 | 0 | 0 | 0 | 0 | 0 | 0 | 0 | 0 | 0 | 0 | 0 | 0 | 0 | 0 | 0 | 0 | 0
Wind | 6 | 0 | 0 | 0 | 0 | 0 | 0 | 0 | 0 | 0 | 0 | 0 | 0 | 0 | 0 | 0 | 0 | 0 | 0 | 0 | 0
Wind | 7 | 0 | 0 | 0 | 0 | 0 | 0 | 0 | 0 | 0 | 0 | 0 | 0 | 0 | 0 | 0 | 0 | 0 | 0 | 0 | 0
Wind | 8 | 0 | 0 | 0 | 0 | 0 | 0 | 0 | 0 | 0 | 0 | 0 | 0 | 0 | 0 | 0 | 0 | 0 | 0 | 0 | 0
Wind | 9 | 0 | 0 | 0 | 0 | 0 | 0 | 0 | 0 | 0 | 0 | 0 | 0 | 0 | 0 | 0 | 0 | 0 | 0 | 0 | 0
Wind | 10 | 0 | 0 | 0 | 0 | 0 | 0 | 0 | 0 | 0 | 0 | 0 | 0 | 0 | 0 | 0 | 0 | 0 | 0 | 0 | 0
Wind | 11 | 0 | 0 | 0 | 0 | 0 | 0 | 0 | 0 | 0 | 0 | 0 | 0 | 0 | 0 | 0 | 0 | 0 | 0 | 0 | 0
Wind | 12 | 0 | 0 | 0 | 0 | 0 | 0 | 0 | 0 | 0 | 0 | 0 | 0 | 0 | 0 | 0 | 0 | 0 | 0 | 0 | 0
Wind | 13 | 0 | 0 | 0 | 0 | 0 | 0 | 0 | 0 | 0 | 0 | 0 | 0 | 0 | 0 | 0 | 0 | 0 | 0 | 0 | 0
Wind | 14 | 0 | 0 | 0 | 0 | 0 | 0 | 0 | 0 | 0 | 0 | 0 | 0 | 0 | 0 | 0 | 0 | 0 | 0 | 0 | 0
Wind | 15 | 0 | 0 | 0 | 0 | 0 | 0 | 0 | 0 | 0 | 0 | 0 | 0 | 0 | 0 | 0 | 0 | 0 | 0 | 0 | 0
Wind | 16 | 0 | 0 | 0 | 0 | 0 | 0 | 0 | 0 | 0 | 0 | 0 | 0 | 0 | 0 | 0 | 0 | 0 | 0 | 0 | 0
Wind | 17 | 0 | 0 | 0 | 0 | 0 | 0 | 0 | 0 | 0 | 0 | 0 | 0 | 0 | 0 | 0 | 0 | 0 | 0 | 0 | 0
Wind | 18 | 0 | 0 | 0 | 0 | 0 | 0 | 0 | 0 | 0 | 0 | 0 | 0 | 0 | 0 | 0 | 0 | 0 | 0 | 0 | 0
Wind | 19 | 0 | 0 | 0 | 0 | 0 | 0 | 0 | 0 | 0 | 0 | 0 | 0 | 0 | 0 | 0 | 0 | 0 | 0 | 0 | 0

## Remaining Capacity
GT |  | Year 0 | Year 1 | Year 2 | Year 3 | Year 4 | Year 5 | Year 6 | Year 7 | Year 8 | Year 9 | Year 10 | Year 11 | Year 12 | Year 13 | Year 14 | Year 15 | Year 16 | Year 17 | Year 18 | Year 19
Diesel | 0 | 0 | 0 | 0 | 0 | 0 | 0 | 0 | 0 | 0 | 0 | 0 | 0 | 0 | 0 | 0 | 0 | 0 | 0 | 0 | 0
Diesel | 1 | 0 | 0 | 0 | 0 | 0 | 0 | 0 | 0 | 0 | 0 | 0 | 0 | 0 | 0 | 0 | 0 | 0 | 0 | 0 | 0
Diesel | 2 | 0 | 0 | 0 | 0 | 0 | 0 | 0 | 0 | 0 | 0 | 0 | 0 | 0 | 0 | 0 | 0 | 0 | 0 | 0 | 0
Diesel | 3 | 0 | 0 | 0 | 0 | 0 | 0 | 0 | 0 | 0 | 0 | 0 | 0 | 0 | 0 | 0 | 0 | 0 | 0 | 0 | 0
Diesel | 4 | 0 | 0 | 0 | 0 | 0 | 0 | 0 | 0 | 0 | 0 | 0 | 0 | 0 | 0 | 0 | 0 | 0 | 0 | 0 | 0
Diesel | 5 | 0 | 0 | 0 | 0 | 0 | 0 | 0 | 0 | 0 | 0 | 0 | 0 | 0 | 0 | 0 | 0 | 0 | 0 | 0 | 0
Diesel | 6 | 0 | 0 | 0 | 0 | 0 | 0 | 0 | 0 | 0 | 0 | 0 | 0 | 0 | 0 | 0 | 0 | 0 | 0 | 0 | 0
Diesel | 7 | 0 | 0 | 0 | 0 | 0 | 0 | 0 | 0 | 0 | 0 | 0 | 0 | 0 | 0 | 0 | 0 | 0 | 0 | 0 | 0
Diesel | 8 | 0 | 0 | 0 | 0 | 0 | 0 | 0 | 0 | 0 | 0 | 0 | 0 | 0 | 0 | 0 | 0 | 0 | 0 | 0 | 0
Diesel | 9 | 0 | 0 | 0 | 0 | 0 | 0 | 0 | 0 | 0 | 0 | 0 | 0 | 0 | 0 | 0 | 0 | 0 | 0 | 0 | 0
Diesel | 10 | 0 | 0 | 0 | 0 | 0 | 0 | 0 | 0 | 0 | 0 | 0 | 0 | 0 | 0 | 0 | 0 | 0 | 0 | 0 | 0
Diesel | 11 | 0 | 0 | 0 | 0 | 0 | 0 | 0 | 0 | 0 | 0 | 0 | 0 | 0 | 0 | 0 | 0 | 0 | 0 | 0 | 0
Diesel | 12 | 0 | 0 | 0 | 0 | 0 | 0 | 0 | 0 | 0 | 0 | 0 | 0 | 0 | 0 | 0 | 0 | 0 | 0 | 0 | 0
Diesel | 13 | 0 | 0 | 0 | 0 | 0 | 0 | 0 | 0 | 0 | 0 | 0 | 0 | 0 | 0 | 0 | 0 | 0 | 0 | 0 | 0
Diesel | 14 | 0 | 0 | 0 | 0 | 0 | 0 | 0 | 0 | 0 | 0 | 0 | 0 | 0 | 0 | 0 | 0 | 0 | 0 | 0 | 0
Diesel | 15 | 0 | 0 | 0 | 0 | 0 | 0 | 0 | 0 | 0 | 0 | 0 | 0 | 0 | 0 | 0 | 0 | 0 | 0 | 0 | 0
Diesel | 16 | 0 | 0 | 0 | 0 | 0 | 0 | 0 | 0 | 0 | 0 | 0 | 0 | 0 | 0 | 0 | 0 | 0 | 0 | 0 | 0
Diesel | 17 | 0 | 0 | 0 | 0 | 0 | 0 | 0 | 0 | 0 | 0 | 0 | 0 | 0 | 0 | 0 | 0 | 0 | 0 | 0 | 0
Diesel | 18 | 0 | 0 | 0 | 0 | 0 | 0 | 0 | 0 | 0 | 0 | 0 | 0 | 0 | 0 | 0 | 0 | 0 | 0 | 0 | 0
Diesel | 19 | 0 | 0 | 0 | 0 | 0 | 0 | 0 | 0 | 0 | 0 | 0 | 0 | 0 | 0 | 0 | 0 | 0 | 0 | 0 | 0
PV | 0 | 0 | 0 | 0 | 0 | 0 | 0 | 0 | 0 | 0 | 0 | 0 | 0 | 0 | 0 | 0 | 0 | 0 | 0 | 0 | 0
PV | 1 | 0 | 0 | 0 | 0 | 0 | 0 | 0 | 0 | 0 | 0 | 0 | 0 | 0 | 0 | 0 | 0 | 0 | 0 | 0 | 0
PV | 2 | 0 | 0 | 0 | 0 | 0 | 0 | 0 | 0 | 0 | 0 | 0 | 0 | 0 | 0 | 0 | 0 | 0 | 0 | 0 | 0
PV | 3 | 0 | 0 | 0 | 0 | 0 | 0 | 0 | 0 | 0 | 0 | 0 | 0 | 0 | 0 | 0 | 0 | 0 | 0 | 0 | 0
PV | 4 | 0 | 0 | 0 | 0 | 0 | 0 | 0 | 0 | 0 | 0 | 0 | 0 | 0 | 0 | 0 | 0 | 0 | 0 | 0 | 0
PV | 5 | 0 | 0 | 0 | 0 | 0 | 0 | 0 | 0 | 0 | 0 | 0 | 0 | 0 | 0 | 0 | 0 | 0 | 0 | 0 | 0
PV | 6 | 0 | 0 | 0 | 0 | 0 | 0 | 30 | 0 | 0 | 0 | 0 | 0 | 0 | 0 | 0 | 0 | 0 | 0 | 0 | 0
PV | 7 | 0 | 0 | 0 | 0 | 0 | 0 | 30 | 0 | 0 | 0 | 0 | 0 | 0 | 0 | 0 | 0 | 0 | 0 | 0 | 0
PV | 8 | 0 | 0 | 0 | 0 | 0 | 0 | 30 | 0 | 0 | 0 | 0 | 0 | 0 | 0 | 0 | 0 | 0 | 0 | 0 | 0
PV | 9 | 0 | 0 | 0 | 0 | 0 | 0 | 30 | 0 | 0 | 0 | 0 | 0 | 0 | 0 | 0 | 0 | 0 | 0 | 0 | 0
PV | 10 | 0 | 0 | 0 | 0 | 0 | 0 | 30 | 0 | 0 | 0 | 0 | 0 | 0 | 0 | 0 | 0 | 0 | 0 | 0 | 0
PV | 11 | 0 | 0 | 0 | 0 | 0 | 0 | 30 | 0 | 0 | 0 | 0 | 0 | 0 | 0 | 0 | 0 | 0 | 0 | 0 | 0
PV | 12 | 0 | 0 | 0 | 0 | 0 | 0 | 30 | 0 | 0 | 0 | 0 | 0 | 0 | 0 | 0 | 0 | 0 | 0 | 0 | 0
PV | 13 | 0 | 0 | 0 | 0 | 0 | 0 | 30 | 0 | 0 | 0 | 0 | 0 | 0 | 0 | 0 | 0 | 0 | 0 | 0 | 0
PV | 14 | 0 | 0 | 0 | 0 | 0 | 0 | 30 | 0 | 0 | 0 | 0 | 0 | 0 | 0 | 0 | 0 | 0 | 0 | 0 | 0
PV | 15 | 0 | 0 | 0 | 0 | 0 | 0 | 30 | 0 | 0 | 0 | 0 | 0 | 0 | 0 | 0 | 0 | 0 | 0 | 0 | 0
PV | 16 | 0 | 0 | 0 | 0 | 0 | 0 | 30 | 0 | 0 | 0 | 0 | 0 | 0 | 0 | 0 | 0 | 0 | 0 | 0 | 0
PV | 17 | 0 | 0 | 0 | 0 | 0 | 0 | 30 | 0 | 0 | 0 | 0 | 0 | 0 | 0 | 0 | 0 | 0 | 0 | 0 | 0
PV | 18 | 0 | 0 | 0 | 0 | 0 | 0 | 30 | 0 | 0 | 0 | 0 | 0 | 0 | 0 | 0 | 0 | 0 | 0 | 0 | 0
PV | 19 | 0 | 0 | 0 | 0 | 0 | 0 | 30 | 0 | 0 | 0 | 0 | 0 | 0 | 0 | 0 | 0 | 0 | 0 | 0 | 0
Wind | 0 | 0 | 0 | 0 | 0 | 0 | 0 | 0 | 0 | 0 | 0 | 0 | 0 | 0 | 0 | 0 | 0 | 0 | 0 | 0 | 0
Wind | 1 | 0 | 0 | 0 | 0 | 0 | 0 | 0 | 0 | 0 | 0 | 0 | 0 | 0 | 0 | 0 | 0 | 0 | 0 | 0 | 0
Wind | 2 | 0 | 0 | 0 | 0 | 0 | 0 | 0 | 0 | 0 | 0 | 0 | 0 | 0 | 0 | 0 | 0 | 0 | 0 | 0 | 0
Wind | 3 | 0 | 0 | 0 | 0 | 0 | 0 | 0 | 0 | 0 | 0 | 0 | 0 | 0 | 0 | 0 | 0 | 0 | 0 | 0 | 0
Wind | 4 | 0 | 0 | 0 | 0 | 0 | 0 | 0 | 0 | 0 | 0 | 0 | 0 | 0 | 0 | 0 | 0 | 0 | 0 | 0 | 0
Wind | 5 | 0 | 0 | 0 | 0 | 0 | 0 | 0 | 0 | 0 | 0 | 0 | 0 | 0 | 0 | 0 | 0 | 0 | 0 | 0 | 0
Wind | 6 | 0 | 0 | 0 | 0 | 0 | 0 | 0 | 0 | 0 | 0 | 0 | 0 | 0 | 0 | 0 | 0 | 0 | 0 | 0 | 0
Wind | 7 | 0 | 0 | 0 | 0 | 0 | 0 | 0 | 0 | 0 | 0 | 0 | 0 | 0 | 0 | 0 | 0 | 0 | 0 | 0 | 0
Wind | 8 | 0 | 0 | 0 | 0 | 0 | 0 | 0 | 0 | 0 | 0 | 0 | 0 | 0 | 0 | 0 | 0 | 0 | 0 | 0 | 0
Wind | 9 | 0 | 0 | 0 | 0 | 0 | 0 | 0 | 0 | 0 | 0 | 0 | 0 | 0 | 0 | 0 | 0 | 0 | 0 | 0 | 0
Wind | 10 | 0 | 0 | 0 | 0 | 0 | 0 | 0 | 0 | 0 | 0 | 0 | 0 | 0 | 0 | 0 | 0 | 0 | 0 | 0 | 0
Wind | 11 | 0 | 0 | 0 | 0 | 0 | 0 | 0 | 0 | 0 | 0 | 0 | 0 | 0 | 0 | 0 | 0 | 0 | 0 | 0 | 0
Wind | 12 | 0 | 0 | 0 | 0 | 0 | 0 | 0 | 0 | 0 | 0 | 0 | 0 | 0 | 0 | 0 | 0 | 0 | 0 | 0 | 0
Wind | 13 | 0 | 0 | 0 | 0 | 0 | 0 | 0 | 0 | 0 | 0 | 0 | 0 | 0 | 0 | 0 | 0 | 0 | 0 | 0 | 0
Wind | 14 | 0 | 0 | 0 | 0 | 0 | 0 | 0 | 0 | 0 | 0 | 0 | 0 | 0 | 0 | 0 | 0 | 0 | 0 | 0 | 0
Wind | 15 | 0 | 0 | 0 | 0 | 0 | 0 | 0 | 0 | 0 | 0 | 0 | 0 | 0 | 0 | 0 | 0 | 0 | 0 | 0 | 0
Wind | 16 | 0 | 0 | 0 | 0 | 0 | 0 | 0 | 0 | 0 | 0 | 0 | 0 | 0 | 0 | 0 | 0 | 0 | 0 | 0 | 0
Wind | 17 | 0 | 0 | 0 | 0 | 0 | 0 | 0 | 0 | 0 | 0 | 0 | 0 | 0 | 0 | 0 | 0 | 0 | 0 | 0 | 0
Wind | 18 | 0 | 0 | 0 | 0 | 0 | 0 | 0 | 0 | 0 | 0 | 0 | 0 | 0 | 0 | 0 | 0 | 0 | 0 | 0 | 0
Wind | 19 | 0 | 0 | 0 | 0 | 0 | 0 | 0 | 0 | 0 | 0 | 0 | 0 | 0 | 0 | 0 | 0 | 0 | 0 | 0 | 0

## Installed Storage Power
Type | Year 0 | Year 1 | Year 2 | Year 3 | Year 4 | Year 5 | Year 6 | Year 7 | Year 8 | Year 9 | Year 10 | Year 11 | Year 12 | Year 13 | Year 14 | Year 15 | Year 16 | Year 17 | Year 18 | Year 19
Battery | 0 | 0 | 0 | 0 | 0 | 0 | 0 | 0 | 0 | 0 | 0 | 0 | 0 | 0 | 0 | 0 | 0 | 0 | 0 | 0

## Added Storage Power
Type | Year 0 | Year 1 | Year 2 | Year 3 | Year 4 | Year 5 | Year 6 | Year 7 | Year 8 | Year 9 | Year 10 | Year 11 | Year 12 | Year 13 | Year 14 | Year 15 | Year 16 | Year 17 | Year 18 | Year 19
Battery | 0 | 0 | 0 | 0 | 0 | 0 | 0 | 0 | 0 | 0 | 0 | 0 | 0 | 0 | 0 | 0 | 0 | 0 | 0 | 0

## Retired Storage Power
Type |  | Year 0 | Year 1 | Year 2 | Year 3 | Year 4 | Year 5 | Year 6 | Year 7 | Year 8 | Year 9 | Year 10 | Year 11 | Year 12 | Year 13 | Year 14 | Year 15 | Year 16 | Year 17 | Year 18 | Year 19
Battery | 0 | 0 | 0 | 0 | 0 | 0 | 0 | 0 | 0 | 0 | 0 | 0 | 0 | 0 | 0 | 0 | 0 | 0 | 0 | 0 | 0
Battery | 1 | 0 | 0 | 0 | 0 | 0 | 0 | 0 | 0 | 0 | 0 | 0 | 0 | 0 | 0 | 0 | 0 | 0 | 0 | 0 | 0
Battery | 2 | 0 | 0 | 0 | 0 | 0 | 0 | 0 | 0 | 0 | 0 | 0 | 0 | 0 | 0 | 0 | 0 | 0 | 0 | 0 | 0
Battery | 3 | 0 | 0 | 0 | 0 | 0 | 0 | 0 | 0 | 0 | 0 | 0 | 0 | 0 | 0 | 0 | 0 | 0 | 0 | 0 | 0
Battery | 4 | 0 | 0 | 0 | 0 | 0 | 0 | 0 | 0 | 0 | 0 | 0 | 0 | 0 | 0 | 0 | 0 | 0 | 0 | 0 | 0
Battery | 5 | 0 | 0 | 0 | 0 | 0 | 0 | 0 | 0 | 0 | 0 | 0 | 0 | 0 | 0 | 0 | 0 | 0 | 0 | 0 | 0
Battery | 6 | 0 | 0 | 0 | 0 | 0 | 0 | 0 | 0 | 0 | 0 | 0 | 0 | 0 | 0 | 0 | 0 | 0 | 0 | 0 | 0
Battery | 7 | 0 | 0 | 0 | 0 | 0 | 0 | 0 | 0 | 0 | 0 | 0 | 0 | 0 | 0 | 0 | 0 | 0 | 0 | 0 | 0
Battery | 8 | 0 | 0 | 0 | 0 | 0 | 0 | 0 | 0 | 0 | 0 | 0 | 0 | 0 | 0 | 0 | 0 | 0 | 0 | 0 | 0
Battery | 9 | 0 | 0 | 0 | 0 | 0 | 0 | 0 | 0 | 0 | 0 | 0 | 0 | 0 | 0 | 0 | 0 | 0 | 0 | 0 | 0
Battery | 10 | 0 | 0 | 0 | 0 | 0 | 0 | 0 | 0 | 0 | 0 | 0 | 0 | 0 | 0 | 0 | 0 | 0 | 0 | 0 | 0
Battery | 11 | 0 | 0 | 0 | 0 | 0 | 0 | 0 | 0 | 0 | 0 | 0 | 0 | 0 | 0 | 0 | 0 | 0 | 0 | 0 | 0
Battery | 12 | 0 | 0 | 0 | 0 | 0 | 0 | 0 | 0 | 0 | 0 | 0 | 0 | 0 | 0 | 0 | 0 | 0 | 0 | 0 | 0
Battery | 13 | 0 | 0 | 0 | 0 | 0 | 0 | 0 | 0 | 0 | 0 | 0 | 0 | 0 | 0 | 0 | 0 | 0 | 0 | 0 | 0
Battery | 14 | 0 | 0 | 0 | 0 | 0 | 0 | 0 | 0 | 0 | 0 | 0 | 0 | 0 | 0 | 0 | 0 | 0 | 0 | 0 | 0
Battery | 15 | 0 | 0 | 0 | 0 | 0 | 0 | 0 | 0 | 0 | 0 | 0 | 0 | 0 | 0 | 0 | 0 | 0 | 0 | 0 | 0
Battery | 16 | 0 | 0 | 0 | 0 | 0 | 0 | 0 | 0 | 0 | 0 | 0 | 0 | 0 | 0 | 0 | 0 | 0 | 0 | 0 | 0
Battery | 17 | 0 | 0 | 0 | 0 | 0 | 0 | 0 | 0 | 0 | 0 | 0 | 0 | 0 | 0 | 0 | 0 | 0 | 0 | 0 | 0
Battery | 18 | 0 | 0 | 0 | 0 | 0 | 0 | 0 | 0 | 0 | 0 | 0 | 0 | 0 | 0 | 0 | 0 | 0 | 0 | 0 | 0
Battery | 19 | 0 | 0 | 0 | 0 | 0 | 0 | 0 | 0 | 0 | 0 | 0 | 0 | 0 | 0 | 0 | 0 | 0 | 0 | 0 | 0

## Remaining Storage Power
Type |  | Year 0 | Year 1 | Year 2 | Year 3 | Year 4 | Year 5 | Year 6 | Year 7 | Year 8 | Year 9 | Year 10 | Year 11 | Year 12 | Year 13 | Year 14 | Year 15 | Year 16 | Year 17 | Year 18 | Year 19
Battery | 0 | 0 | 0 | 0 | 0 | 0 | 0 | 0 | 0 | 0 | 0 | 0 | 0 | 0 | 0 | 0 | 0 | 0 | 0 | 0 | 0
Battery | 1 | 0 | 0 | 0 | 0 | 0 | 0 | 0 | 0 | 0 | 0 | 0 | 0 | 0 | 0 | 0 | 0 | 0 | 0 | 0 | 0
Battery | 2 | 0 | 0 | 0 | 0 | 0 | 0 | 0 | 0 | 0 | 0 | 0 | 0 | 0 | 0 | 0 | 0 | 0 | 0 | 0 | 0
Battery | 3 | 0 | 0 | 0 | 0 | 0 | 0 | 0 | 0 | 0 | 0 | 0 | 0 | 0 | 0 | 0 | 0 | 0 | 0 | 0 | 0
Battery | 4 | 0 | 0 | 0 | 0 | 0 | 0 | 0 | 0 | 0 | 0 | 0 | 0 | 0 | 0 | 0 | 0 | 0 | 0 | 0 | 0
Battery | 5 | 0 | 0 | 0 | 0 | 0 | 0 | 0 | 0 | 0 | 0 | 0 | 0 | 0 | 0 | 0 | 0 | 0 | 0 | 0 | 0
Battery | 6 | 0 | 0 | 0 | 0 | 0 | 0 | 0 | 0 | 0 | 0 | 0 | 0 | 0 | 0 | 0 | 0 | 0 | 0 | 0 | 0
Battery | 7 | 0 | 0 | 0 | 0 | 0 | 0 | 0 | 0 | 0 | 0 | 0 | 0 | 0 | 0 | 0 | 0 | 0 | 0 | 0 | 0
Battery | 8 | 0 | 0 | 0 | 0 | 0 | 0 | 0 | 0 | 0 | 0 | 0 | 0 | 0 | 0 | 0 | 0 | 0 | 0 | 0 | 0
Battery | 9 | 0 | 0 | 0 | 0 | 0 | 0 | 0 | 0 | 0 | 0 | 0 | 0 | 0 | 0 | 0 | 0 | 0 | 0 | 0 | 0
Battery | 10 | 0 | 0 | 0 | 0 | 0 | 0 | 0 | 0 | 0 | 0 | 0 | 0 | 0 | 0 | 0 | 0 | 0 | 0 | 0 | 0
Battery | 11 | 0 | 0 | 0 | 0 | 0 | 0 | 0 | 0 | 0 | 0 | 0 | 0 | 0 | 0 | 0 | 0 | 0 | 0 | 0 | 0
Battery | 12 | 0 | 0 | 0 | 0 | 0 | 0 | 0 | 0 | 0 | 0 | 0 | 0 | 0 | 0 | 0 | 0 | 0 | 0 | 0 | 0
Battery | 13 | 0 | 0 | 0 | 0 | 0 | 0 | 0 | 0 | 0 | 0 | 0 | 0 | 0 | 0 | 0 | 0 | 0 | 0 | 0 | 0
Battery | 14 | 0 | 0 | 0 | 0 | 0 | 0 | 0 | 0 | 0 | 0 | 0 | 0 | 0 | 0 | 0 | 0 | 0 | 0 | 0 | 0
Battery | 15 | 0 | 0 | 0 | 0 | 0 | 0 | 0 | 0 | 0 | 0 | 0 | 0 | 0 | 0 | 0 | 0 | 0 | 0 | 0 | 0
Battery | 16 | 0 | 0 | 0 | 0 | 0 | 0 | 0 | 0 | 0 | 0 | 0 | 0 | 0 | 0 | 0 | 0 | 0 | 0 | 0 | 0
Battery | 17 | 0 | 0 | 0 | 0 | 0 | 0 | 0 | 0 | 0 | 0 | 0 | 0 | 0 | 0 | 0 | 0 | 0 | 0 | 0 | 0
Battery | 18 | 0 | 0 | 0 | 0 | 0 | 0 | 0 | 0 | 0 | 0 | 0 | 0 | 0 | 0 | 0 | 0 | 0 | 0 | 0 | 0
Battery | 19 | 0 | 0 | 0 | 0 | 0 | 0 | 0 | 0 | 0 | 0 | 0 | 0 | 0 | 0 | 0 | 0 | 0 | 0 | 0 | 0

## Installed Storage Energy
Type | Year 0 | Year 1 | Year 2 | Year 3 | Year 4 | Year 5 | Year 6 | Year 7 | Year 8 | Year 9 | Year 10 | Year 11 | Year 12 | Year 13 | Year 14 | Year 15 | Year 16 | Year 17 | Year 18 | Year 19
Battery | 0 | 0 | 0 | 0 | 0 | 0 | 0 | 0 | 0 | 0 | 0 | 0 | 0 | 0 | 0 | 0 | 0 | 0 | 0 | 0

## Added Storage Energy
Type | Year 0 | Year 1 | Year 2 | Year 3 | Year 4 | Year 5 | Year 6 | Year 7 | Year 8 | Year 9 | Year 10 | Year 11 | Year 12 | Year 13 | Year 14 | Year 15 | Year 16 | Year 17 | Year 18 | Year 19
Battery | 0 | 0 | 0 | 0 | 0 | 0 | 0 | 0 | 0 | 0 | 0 | 0 | 0 | 0 | 0 | 0 | 0 | 0 | 0 | 0

## Retired Storage Energy
Type |  | Year 0 | Year 1 | Year 2 | Year 3 | Year 4 | Year 5 | Year 6 | Year 7 | Year 8 | Year 9 | Year 10 | Year 11 | Year 12 | Year 13 | Year 14 | Year 15 | Year 16 | Year 17 | Year 18 | Year 19
Battery | 0 | 0 | 0 | 0 | 0 | 0 | 0 | 0 | 0 | 0 | 0 | 0 | 0 | 0 | 0 | 0 | 0 | 0 | 0 | 0 | 0
Battery | 1 | 0 | 0 | 0 | 0 | 0 | 0 | 0 | 0 | 0 | 0 | 0 | 0 | 0 | 0 | 0 | 0 | 0 | 0 | 0 | 0
Battery | 2 | 0 | 0 | 0 | 0 | 0 | 0 | 0 | 0 | 0 | 0 | 0 | 0 | 0 | 0 | 0 | 0 | 0 | 0 | 0 | 0
Battery | 3 | 0 | 0 | 0 | 0 | 0 | 0 | 0 | 0 | 0 | 0 | 0 | 0 | 0 | 0 | 0 | 0 | 0 | 0 | 0 | 0
Battery | 4 | 0 | 0 | 0 | 0 | 0 | 0 | 0 | 0 | 0 | 0 | 0 | 0 | 0 | 0 | 0 | 0 | 0 | 0 | 0 | 0
Battery | 5 | 0 | 0 | 0 | 0 | 0 | 0 | 0 | 0 | 0 | 0 | 0 | 0 | 0 | 0 | 0 | 0 | 0 | 0 | 0 | 0
Battery | 6 | 0 | 0 | 0 | 0 | 0 | 0 | 0 | 0 | 0 | 0 | 0 | 0 | 0 | 0 | 0 | 0 | 0 | 0 | 0 | 0
Battery | 7 | 0 | 0 | 0 | 0 | 0 | 0 | 0 | 0 | 0 | 0 | 0 | 0 | 0 | 0 | 0 | 0 | 0 | 0 | 0 | 0
Battery | 8 | 0 | 0 | 0 | 0 | 0 | 0 | 0 | 0 | 0 | 0 | 0 | 0 | 0 | 0 | 0 | 0 | 0 | 0 | 0 | 0
Battery | 9 | 0 | 0 | 0 | 0 | 0 | 0 | 0 | 0 | 0 | 0 | 0 | 0 | 0 | 0 | 0 | 0 | 0 | 0 | 0 | 0
Battery | 10 | 0 | 0 | 0 | 0 | 0 | 0 | 0 | 0 | 0 | 0 | 0 | 0 | 0 | 0 | 0 | 0 | 0 | 0 | 0 | 0
Battery | 11 | 0 | 0 | 0 | 0 | 0 | 0 | 0 | 0 | 0 | 0 | 0 | 0 | 0 | 0 | 0 | 0 | 0 | 0 | 0 | 0
Battery | 12 | 0 | 0 | 0 | 0 | 0 | 0 | 0 | 0 | 0 | 0 | 0 | 0 | 0 | 0 | 0 | 0 | 0 | 0 | 0 | 0
Battery | 13 | 0 | 0 | 0 | 0 | 0 | 0 | 0 | 0 | 0 | 0 | 0 | 0 | 0 | 0 | 0 | 0 | 0 | 0 | 0 | 0
Battery | 14 | 0 | 0 | 0 | 0 | 0 | 0 | 0 | 0 | 0 | 0 | 0 | 0 | 0 | 0 | 0 | 0 | 0 | 0 | 0 | 0
Battery | 15 | 0 | 0 | 0 | 0 | 0 | 0 | 0 | 0 | 0 | 0 | 0 | 0 | 0 | 0 | 0 | 0 | 0 | 0 | 0 | 0
Battery | 16 | 0 | 0 | 0 | 0 | 0 | 0 | 0 | 0 | 0 | 0 | 0 | 0 | 0 | 0 | 0 | 0 | 0 | 0 | 0 | 0
Battery | 17 | 0 | 0 | 0 | 0 | 0 | 0 | 0 | 0 | 0 | 0 | 0 | 0 | 0 | 0 | 0 | 0 | 0 | 0 | 0 | 0
Battery | 18 | 0 | 0 | 0 | 0 | 0 | 0 | 0 | 0 | 0 | 0 | 0 | 0 | 0 | 0 | 0 | 0 | 0 | 0 | 0 | 0
Battery | 19 | 0 | 0 | 0 | 0 | 0 | 0 | 0 | 0 | 0 | 0 | 0 | 0 | 0 | 0 | 0 | 0 | 0 | 0 | 0 | 0

## Remaining Storage Energy
Type |  | Year 0 | Year 1 | Year 2 | Year 3 | Year 4 | Year 5 | Year 6 | Year 7 | Year 8 | Year 9 | Year 10 | Year 11 | Year 12 | Year 13 | Year 14 | Year 15 | Year 16 | Year 17 | Year 18 | Year 19
Battery | 0 | 0 | 0 | 0 | 0 | 0 | 0 | 0 | 0 | 0 | 0 | 0 | 0 | 0 | 0 | 0 | 0 | 0 | 0 | 0 | 0
Battery | 1 | 0 | 0 | 0 | 0 | 0 | 0 | 0 | 0 | 0 | 0 | 0 | 0 | 0 | 0 | 0 | 0 | 0 | 0 | 0 | 0
Battery | 2 | 0 | 0 | 0 | 0 | 0 | 0 | 0 | 0 | 0 | 0 | 0 | 0 | 0 | 0 | 0 | 0 | 0 | 0 | 0 | 0
Battery | 3 | 0 | 0 | 0 | 0 | 0 | 0 | 0 | 0 | 0 | 0 | 0 | 0 | 0 | 0 | 0 | 0 | 0 | 0 | 0 | 0
Battery | 4 | 0 | 0 | 0 | 0 | 0 | 0 | 0 | 0 | 0 | 0 | 0 | 0 | 0 | 0 | 0 | 0 | 0 | 0 | 0 | 0
Battery | 5 | 0 | 0 | 0 | 0 | 0 | 0 | 0 | 0 | 0 | 0 | 0 | 0 | 0 | 0 | 0 | 0 | 0 | 0 | 0 | 0
Battery | 6 | 0 | 0 | 0 | 0 | 0 | 0 | 0 | 0 | 0 | 0 | 0 | 0 | 0 | 0 | 0 | 0 | 0 | 0 | 0 | 0
Battery | 7 | 0 | 0 | 0 | 0 | 0 | 0 | 0 | 0 | 0 | 0 | 0 | 0 | 0 | 0 | 0 | 0 | 0 | 0 | 0 | 0
Battery | 8 | 0 | 0 | 0 | 0 | 0 | 0 | 0 | 0 | 0 | 0 | 0 | 0 | 0 | 0 | 0 | 0 | 0 | 0 | 0 | 0
Battery | 9 | 0 | 0 | 0 | 0 | 0 | 0 | 0 | 0 | 0 | 0 | 0 | 0 | 0 | 0 | 0 | 0 | 0 | 0 | 0 | 0
Battery | 10 | 0 | 0 | 0 | 0 | 0 | 0 | 0 | 0 | 0 | 0 | 0 | 0 | 0 | 0 | 0 | 0 | 0 | 0 | 0 | 0
Battery | 11 | 0 | 0 | 0 | 0 | 0 | 0 | 0 | 0 | 0 | 0 | 0 | 0 | 0 | 0 | 0 | 0 | 0 | 0 | 0 | 0
Battery | 12 | 0 | 0 | 0 | 0 | 0 | 0 | 0 | 0 | 0 | 0 | 0 | 0 | 0 | 0 | 0 | 0 | 0 | 0 | 0 | 0
Battery | 13 | 0 | 0 | 0 | 0 | 0 | 0 | 0 | 0 | 0 | 0 | 0 | 0 | 0 | 0 | 0 | 0 | 0 | 0 | 0 | 0
Battery | 14 | 0 | 0 | 0 | 0 | 0 | 0 | 0 | 0 | 0 | 0 | 0 | 0 | 0 | 0 | 0 | 0 | 0 | 0 | 0 | 0
Battery | 15 | 0 | 0 | 0 | 0 | 0 | 0 | 0 | 0 | 0 | 0 | 0 | 0 | 0 | 0 | 0 | 0 | 0 | 0 | 0 | 0
Battery | 16 | 0 | 0 | 0 | 0 | 0 | 0 | 0 | 0 | 0 | 0 | 0 | 0 | 0 | 0 | 0 | 0 | 0 | 0 | 0 | 0
Battery | 17 | 0 | 0 | 0 | 0 | 0 | 0 | 0 | 0 | 0 | 0 | 0 | 0 | 0 | 0 | 0 | 0 | 0 | 0 | 0 | 0
Battery | 18 | 0 | 0 | 0 | 0 | 0 | 0 | 0 | 0 | 0 | 0 | 0 | 0 | 0 | 0 | 0 | 0 | 0 | 0 | 0 | 0
Battery | 19 | 0 | 0 | 0 | 0 | 0 | 0 | 0 | 0 | 0 | 0 | 0 | 0 | 0 | 0 | 0 | 0 | 0 | 0 | 0 | 0

## Dispatched Electricity
Generation Technology | Year | Day | Hour 0 | Hour 1 | Hour 2 | Hour 3 | Hour 4 | Hour 5 | Hour 6 | Hour 7 | Hour 8 | Hour 9 | Hour 10 | Hour 11 | Hour 12 | Hour 13 | Hour 14 | Hour 15 | Hour 16 | Hour 17 | Hour 18 | Hour 19 | Hour 20 | Hour 21 | Hour 22 | Hour 23
Diesel | 0 | 0 | 0 | 0 | 0 | 0 | 0 | 0 | 0 | 0 | 0 | 0 | 0 | 0 | 0 | 0 | 0 | 0 | 0 | 0 | 0 | 0 | 0 | 0 | 0 | 0
Diesel | 0 | 1 | 0 | 0 | 0 | 0 | 0 | 0 | 0 | 0 | 0 | 0 | 0 | 0 | 0 | 0 | 0 | 0 | 0 | 0 | 0 | 0 | 0 | 0 | 0 | 0
Diesel | 0 | 2 | 0 | 0 | 0 | 0 | 0 | 0 | 0 | 0 | 0 | 0 | 0 | 0 | 0 | 0 | 0 | 0 | 0 | 0 | 0 | 0 | 0 | 0 | 0 | 0
Diesel | 0 | 3 | 0 | 0 | 0 | 0 | 0 | 0 | 0 | 0 | 0 | 0 | 0 | 0 | 0 | 0 | 0 | 0 | 0 | 0 | 0 | 0 | 0 | 0 | 0 | 0
Diesel | 0 | 4 | 0 | 0 | 0 | 0 | 0 | 0 | 0 | 0 | 0 | 0 | 0 | 0 | 0 | 0 | 0 | 0 | 0 | 0 | 0 | 0 | 0 | 0 | 0 | 0
Diesel | 0 | 5 | 0 | 0 | 0 | 0 | 0 | 0 | 0 | 0 | 0 | 0 | 0 | 0 | 0 | 0 | 0 | 0 | 0 | 0 | 0 | 0 | 0 | 0 | 0 | 0
Diesel | 0 | 6 | 0 | 0 | 0 | 0 | 0 | 0 | 0 | 0 | 0 | 0 | 0 | 0 | 0 | 0 | 0 | 0 | 0 | 0 | 0 | 0 | 0 | 0 | 0 | 0
Diesel | 0 | 7 | 0 | 0 | 0 | 0 | 0 | 0 | 0 | 0 | 0 | 0 | 0 | 0 | 0 | 0 | 0 | 0 | 0 | 0 | 0 | 0 | 0 | 0 | 0 | 0
Diesel | 0 | 8 | 0 | 0 | 0 | 0 | 0 | 0 | 0 | 0 | 0 | 0 | 0 | 0 | 0 | 0 | 0 | 0 | 0 | 0 | 0 | 0 | 0 | 0 | 0 | 0
Diesel | 0 | 9 | 0 | 0 | 0 | 0 | 0 | 0 | 0 | 0 | 0 | 0 | 0 | 0 | 0 | 0 | 0 | 0 | 0 | 0 | 0 | 0 | 0 | 0 | 0 | 0
Diesel | 0 | 10 | 0 | 0 | 0 | 0 | 0 | 0 | 0 | 0 | 0 | 0 | 0 | 0 | 0 | 0 | 0 | 0 | 0 | 0 | 0 | 0 | 0 | 0 | 0 | 0
Diesel | 0 | 11 | 0 | 0 | 0 | 0 | 0 | 0 | 0 | 0 | 0 | 0 | 0 | 0 | 0 | 0 | 0 | 0 | 0 | 0 | 0 | 0 | 0 | 0 | 0 | 0
Diesel | 1 | 0 | 0 | 0 | 0 | 0 | 0 | 0 | 0 | 0 | 0 | 0 | 0 | 0 | 0 | 0 | 0 | 0 | 0 | 0 | 0 | 0 | 0 | 0 | 0 | 0
Diesel | 1 | 1 | 0 | 0 | 0 | 0 | 0 | 0 | 0 | 0 | 0 | 0 | 0 | 0 | 0 | 0 | 0 | 0 | 0 | 0 | 0 | 0 | 0 | 0 | 0 | 0
Diesel | 1 | 2 | 0 | 0 | 0 | 0 | 0 | 0 | 0 | 0 | 0 | 0 | 0 | 0 | 0 | 0 | 0 | 0 | 0 | 0 | 0 | 0 | 0 | 0 | 0 | 0
Diesel | 1 | 3 | 0 | 0 | 0 | 0 | 0 | 0 | 0 | 0 | 0 | 0 | 0 | 0 | 0 | 0 | 0 | 0 | 0 | 0 | 0 | 0 | 0 | 0 | 0 | 0
Diesel | 1 | 4 | 0 | 0 | 0 | 0 | 0 | 0 | 0 | 0 | 0 | 0 | 0 | 0 | 0 | 0 | 0 | 0 | 0 | 0 | 0 | 0 | 0 | 0 | 0 | 0
Diesel | 1 | 5 | 0 | 0 | 0 | 0 | 0 | 0 | 0 | 0 | 0 | 0 | 0 | 0 | 0 | 0 | 0 | 0 | 0 | 0 | 0 | 0 | 0 | 0 | 0 | 0
Diesel | 1 | 6 | 0 | 0 | 0 | 0 | 0 | 0 | 0 | 0 | 0 | 0 | 0 | 0 | 0 | 0 | 0 | 0 | 0 | 0 | 0 | 0 | 0 | 0 | 0 | 0
Diesel | 1 | 7 | 0 | 0 | 0 | 0 | 0 | 0 | 0 | 0 | 0 | 0 | 0 | 0 | 0 | 0 | 0 | 0 | 0 | 0 | 0 | 0 | 0 | 0 | 0 | 0
Diesel | 1 | 8 | 0 | 0 | 0 | 0 | 0 | 0 | 0 | 0 | 0 | 0 | 0 | 0 | 0 | 0 | 0 | 0 | 0 | 0 | 0 | 0 | 0 | 0 | 0 | 0
Diesel | 1 | 9 | 0 | 0 | 0 | 0 | 0 | 0 | 0 | 0 | 0 | 0 | 0 | 0 | 0 | 0 | 0 | 0 | 0 | 0 | 0 | 0 | 0 | 0 | 0 | 0
Diesel | 1 | 10 | 0 | 0 | 0 | 0 | 0 | 0 | 0 | 0 | 0 | 0 | 0 | 0 | 0 | 0 | 0 | 0 | 0 | 0 | 0 | 0 | 0 | 0 | 0 | 0
Diesel | 1 | 11 | 0 | 0 | 0 | 0 | 0 | 0 | 0 | 0 | 0 | 0 | 0 | 0 | 0 | 0 | 0 | 0 | 0 | 0 | 0 | 0 | 0 | 0 | 0 | 0
Diesel | 2 | 0 | 0 | 0 | 0 | 0 | 0 | 0 | 0 | 0 | 0 | 0 | 0 | 0 | 0 | 0 | 0 | 0 | 0 | 0 | 0 | 0 | 0 | 0 | 0 | 0
Diesel | 2 | 1 | 0 | 0 | 0 | 0 | 0 | 0 | 0 | 0 | 0 | 0 | 0 | 0 | 0 | 0 | 0 | 0 | 0 | 0 | 0 | 0 | 0 | 0 | 0 | 0
Diesel | 2 | 2 | 0 | 0 | 0 | 0 | 0 | 0 | 0 | 0 | 0 | 0 | 0 | 0 | 0 | 0 | 0 | 0 | 0 | 0 | 0 | 0 | 0 | 0 | 0 | 0
Diesel | 2 | 3 | 0 | 0 | 0 | 0 | 0 | 0 | 0 | 0 | 0 | 0 | 0 | 0 | 0 | 0 | 0 | 0 | 0 | 0 | 0 | 0 | 0 | 0 | 0 | 0
Diesel | 2 | 4 | 0 | 0 | 0 | 0 | 0 | 0 | 0 | 0 | 0 | 0 | 0 | 0 | 0 | 0 | 0 | 0 | 0 | 0 | 0 | 0 | 0 | 0 | 0 | 0
Diesel | 2 | 5 | 0 | 0 | 0 | 0 | 0 | 0 | 0 | 0 | 0 | 0 | 0 | 0 | 0 | 0 | 0 | 0 | 0 | 0 | 0 | 0 | 0 | 0 | 0 | 0
Diesel | 2 | 6 | 0 | 0 | 0 | 0 | 0 | 0 | 0 | 0 | 0 | 0 | 0 | 0 | 0 | 0 | 0 | 0 | 0 | 0 | 0 | 0 | 0 | 0 | 0 | 0
Diesel | 2 | 7 | 0 | 0 | 0 | 0 | 0 | 0 | 0 | 0 | 0 | 0 | 0 | 0 | 0 | 0 | 0 | 0 | 0 | 0 | 0 | 0 | 0 | 0 | 0 | 0
Diesel | 2 | 8 | 0 | 0 | 0 | 0 | 0 | 0 | 0 | 0 | 0 | 0 | 0 | 0 | 0 | 0 | 0 | 0 | 0 | 0 | 0 | 0 | 0 | 0 | 0 | 0
Diesel | 2 | 9 | 0 | 0 | 0 | 0 | 0 | 0 | 0 | 0 | 0 | 0 | 0 | 0 | 0 | 0 | 0 | 0 | 0 | 0 | 0 | 0 | 0 | 0 | 0 | 0
Diesel | 2 | 10 | 0 | 0 | 0 | 0 | 0 | 0 | 0 | 0 | 0 | 0 | 0 | 0 | 0 | 0 | 0 | 0 | 0 | 0 | 0 | 0 | 0 | 0 | 0 | 0
Diesel | 2 | 11 | 0 | 0 | 0 | 0 | 0 | 0 | 0 | 0 | 0 | 0 | 0 | 0 | 0 | 0 | 0 | 0 | 0 | 0 | 0 | 0 | 0 | 0 | 0 | 0
Diesel | 3 | 0 | 0 | 0 | 0 | 0 | 0 | 0 | 0 | 0 | 0 | 0 | 0 | 0 | 0 | 0 | 0 | 0 | 0 | 0 | 0 | 0 | 0 | 0 | 0 | 0
Diesel | 3 | 1 | 0 | 0 | 0 | 0 | 0 | 0 | 0 | 0 | 0 | 0 | 0 | 0 | 0 | 0 | 0 | 0 | 0 | 0 | 0 | 0 | 0 | 0 | 0 | 0
Diesel | 3 | 2 | 0 | 0 | 0 | 0 | 0 | 0 | 0 | 0 | 0 | 0 | 0 | 0 | 0 | 0 | 0 | 0 | 0 | 0 | 0 | 0 | 0 | 0 | 0 | 0
Diesel | 3 | 3 | 0 | 0 | 0 | 0 | 0 | 0 | 0 | 0 | 0 | 0 | 0 | 0 | 0 | 0 | 0 | 0 | 0 | 0 | 0 | 0 | 0 | 0 | 0 | 0
Diesel | 3 | 4 | 0 | 0 | 0 | 0 | 0 | 0 | 0 | 0 | 0 | 0 | 0 | 0 | 0 | 0 | 0 | 0 | 0 | 0 | 0 | 0 | 0 | 0 | 0 | 0
Diesel | 3 | 5 | 0 | 0 | 0 | 0 | 0 | 0 | 0 | 0 | 0 | 0 | 0 | 0 | 0 | 0 | 0 | 0 | 0 | 0 | 0 | 0 | 0 | 0 | 0 | 0
Diesel | 3 | 6 | 0 | 0 | 0 | 0 | 0 | 0 | 0 | 0 | 0 | 0 | 0 | 0 | 0 | 0 | 0 | 0 | 0 | 0 | 0 | 0 | 0 | 0 | 0 | 0
Diesel | 3 | 7 | 0 | 0 | 0 | 0 | 0 | 0 | 0 | 0 | 0 | 0 | 0 | 0 | 0 | 0 | 0 | 0 | 0 | 0 | 0 | 0 | 0 | 0 | 0 | 0
Diesel | 3 | 8 | 0 | 0 | 0 | 0 | 0 | 0 | 0 | 0 | 0 | 0 | 0 | 0 | 0 | 0 | 0 | 0 | 0 | 0 | 0 | 0 | 0 | 0 | 0 | 0
Diesel | 3 | 9 | 0 | 0 | 0 | 0 | 0 | 0 | 0 | 0 | 0 | 0 | 0 | 0 | 0 | 0 | 0 | 0 | 0 | 0 | 0 | 0 | 0 | 0 | 0 | 0
Diesel | 3 | 10 | 0 | 0 | 0 | 0 | 0 | 0 | 0 | 0 | 0 | 0 | 0 | 0 | 0 | 0 | 0 | 0 | 0 | 0 | 0 | 0 | 0 | 0 | 0 | 0
Diesel | 3 | 11 | 0 | 0 | 0 | 0 | 0 | 0 | 0 | 0 | 0 | 0 | 0 | 0 | 0 | 0 | 0 | 0 | 0 | 0 | 0 | 0 | 0 | 0 | 0 | 0
Diesel | 4 | 0 | 0 | 0 | 0 | 0 | 0 | 0 | 0 | 0 | 0 | 0 | 0 | 0 | 0 | 0 | 0 | 0 | 0 | 0 | 0 | 0 | 0 | 0 | 0 | 0
Diesel | 4 | 1 | 0 | 0 | 0 | 0 | 0 | 0 | 0 | 0 | 0 | 0 | 0 | 0 | 0 | 0 | 0 | 0 | 0 | 0 | 0 | 0 | 0 | 0 | 0 | 0
Diesel | 4 | 2 | 0 | 0 | 0 | 0 | 0 | 0 | 0 | 0 | 0 | 0 | 0 | 0 | 0 | 0 | 0 | 0 | 0 | 0 | 0 | 0 | 0 | 0 | 0 | 0
Diesel | 4 | 3 | 0 | 0 | 0 | 0 | 0 | 0 | 0 | 0 | 0 | 0 | 0 | 0 | 0 | 0 | 0 | 0 | 0 | 0 | 0 | 0 | 0 | 0 | 0 | 0
Diesel | 4 | 4 | 0 | 0 | 0 | 0 | 0 | 0 | 0 | 0 | 0 | 0 | 0 | 0 | 0 | 0 | 0 | 0 | 0 | 0 | 0 | 0 | 0 | 0 | 0 | 0
Diesel | 4 | 5 | 0 | 0 | 0 | 0 | 0 | 0 | 0 | 0 | 0 | 0 | 0 | 0 | 0 | 0 | 0 | 0 | 0 | 0 | 0 | 0 | 0 | 0 | 0 | 0
Diesel | 4 | 6 | 0 | 0 | 0 | 0 | 0 | 0 | 0 | 0 | 0 | 0 | 0 | 0 | 0 | 0 | 0 | 0 | 0 | 0 | 0 | 0 | 0 | 0 | 0 | 0
Diesel | 4 | 7 | 0 | 0 | 0 | 0 | 0 | 0 | 0 | 0 | 0 | 0 | 0 | 0 | 0 | 0 | 0 | 0 | 0 | 0 | 0 | 0 | 0 | 0 | 0 | 0
Diesel | 4 | 8 | 0 | 0 | 0 | 0 | 0 | 0 | 0 | 0 | 0 | 0 | 0 | 0 | 0 | 0 | 0 | 0 | 0 | 0 | 0 | 0 | 0 | 0 | 0 | 0
Diesel | 4 | 9 | 0 | 0 | 0 | 0 | 0 | 0 | 0 | 0 | 0 | 0 | 0 | 0 | 0 | 0 | 0 | 0 | 0 | 0 | 0 | 0 | 0 | 0 | 0 | 0
Diesel | 4 | 10 | 0 | 0 | 0 | 0 | 0 | 0 | 0 | 0 | 0 | 0 | 0 | 0 | 0 | 0 | 0 | 0 | 0 | 0 | 0 | 0 | 0 | 0 | 0 | 0
Diesel | 4 | 11 | 0 | 0 | 0 | 0 | 0 | 0 | 0 | 0 | 0 | 0 | 0 | 0 | 0 | 0 | 0 | 0 | 0 | 0 | 0 | 0 | 0 | 0 | 0 | 0
Diesel | 5 | 0 | 0 | 0 | 0 | 0 | 0 | 0 | 0 | 0 | 0 | 0 | 0 | 0 | 0 | 0 | 0 | 0 | 0 | 0 | 0 | 0 | 0 | 0 | 0 | 0
Diesel | 5 | 1 | 0 | 0 | 0 | 0 | 0 | 0 | 0 | 0 | 0 | 0 | 0 | 0 | 0 | 0 | 0 | 0 | 0 | 0 | 0 | 0 | 0 | 0 | 0 | 0
Diesel | 5 | 2 | 0 | 0 | 0 | 0 | 0 | 0 | 0 | 0 | 0 | 0 | 0 | 0 | 0 | 0 | 0 | 0 | 0 | 0 | 0 | 0 | 0 | 0 | 0 | 0
Diesel | 5 | 3 | 0 | 0 | 0 | 0 | 0 | 0 | 0 | 0 | 0 | 0 | 0 | 0 | 0 | 0 | 0 | 0 | 0 | 0 | 0 | 0 | 0 | 0 | 0 | 0
Diesel | 5 | 4 | 0 | 0 | 0 | 0 | 0 | 0 | 0 | 0 | 0 | 0 | 0 | 0 | 0 | 0 | 0 | 0 | 0 | 0 | 0 | 0 | 0 | 0 | 0 | 0
Diesel | 5 | 5 | 0 | 0 | 0 | 0 | 0 | 0 | 0 | 0 | 0 | 0 | 0 | 0 | 0 | 0 | 0 | 0 | 0 | 0 | 0 | 0 | 0 | 0 | 0 | 0
Diesel | 5 | 6 | 0 | 0 | 0 | 0 | 0 | 0 | 0 | 0 | 0 | 0 | 0 | 0 | 0 | 0 | 0 | 0 | 0 | 0 | 0 | 0 | 0 | 0 | 0 | 0
Diesel | 5 | 7 | 0 | 0 | 0 | 0 | 0 | 0 | 0 | 0 | 0 | 0 | 0 | 0 | 0 | 0 | 0 | 0 | 0 | 0 | 0 | 0 | 0 | 0 | 0 | 0
Diesel | 5 | 8 | 0 | 0 | 0 | 0 | 0 | 0 | 0 | 0 | 0 | 0 | 0 | 0 | 0 | 0 | 0 | 0 | 0 | 0 | 0 | 0 | 0 | 0 | 0 | 0
Diesel | 5 | 9 | 0 | 0 | 0 | 0 | 0 | 0 | 0 | 0 | 0 | 0 | 0 | 0 | 0 | 0 | 0 | 0 | 0 | 0 | 0 | 0 | 0 | 0 | 0 | 0
Diesel | 5 | 10 | 0 | 0 | 0 | 0 | 0 | 0 | 0 | 0 | 0 | 0 | 0 | 0 | 0 | 0 | 0 | 0 | 0 | 0 | 0 | 0 | 0 | 0 | 0 | 0
Diesel | 5 | 11 | 0 | 0 | 0 | 0 | 0 | 0 | 0 | 0 | 0 | 0 | 0 | 0 | 0 | 0 | 0 | 0 | 0 | 0 | 0 | 0 | 0 | 0 | 0 | 0
Diesel | 6 | 0 | 0 | 0 | 0 | 0 | 0 | 0 | 0 | 0 | 0 | 0 | 0 | 0 | 0 | 0 | 0 | 0 | 0 | 0 | 0 | 0 | 0 | 0 | 0 | 0
Diesel | 6 | 1 | 0 | 0 | 0 | 0 | 0 | 0 | 0 | 0 | 0 | 0 | 0 | 0 | 0 | 0 | 0 | 0 | 0 | 0 | 0 | 0 | 0 | 0 | 0 | 0
Diesel | 6 | 2 | 0 | 0 | 0 | 0 | 0 | 0 | 0 | 0 | 0 | 0 | 0 | 0 | 0 | 0 | 0 | 0 | 0 | 0 | 0 | 0 | 0 | 0 | 0 | 0
Diesel | 6 | 3 | 0 | 0 | 0 | 0 | 0 | 0 | 0 | 0 | 0 | 0 | 0 | 0 | 0 | 0 | 0 | 0 | 0 | 0 | 0 | 0 | 0 | 0 | 0 | 0
Diesel | 6 | 4 | 0 | 0 | 0 | 0 | 0 | 0 | 0 | 0 | 0 | 0 | 0 | 0 | 0 | 0 | 0 | 0 | 0 | 0 | 0 | 0 | 0 | 0 | 0 | 0
Diesel | 6 | 5 | 0 | 0 | 0 | 0 | 0 | 0 | 0 | 0 | 0 | 0 | 0 | 0 | 0 | 0 | 0 | 0 | 0 | 0 | 0 | 0 | 0 | 0 | 0 | 0
Diesel | 6 | 6 | 0 | 0 | 0 | 0 | 0 | 0 | 0 | 0 | 0 | 0 | 0 | 0 | 0 | 0 | 0 | 0 | 0 | 0 | 0 | 0 | 0 | 0 | 0 | 0
Diesel | 6 | 7 | 0 | 0 | 0 | 0 | 0 | 0 | 0 | 0 | 0 | 0 | 0 | 0 | 0 | 0 | 0 | 0 | 0 | 0 | 0 | 0 | 0 | 0 | 0 | 0
Diesel | 6 | 8 | 0 | 0 | 0 | 0 | 0 | 0 | 0 | 0 | 0 | 0 | 0 | 0 | 0 | 0 | 0 | 0 | 0 | 0 | 0 | 0 | 0 | 0 | 0 | 0
Diesel | 6 | 9 | 0 | 0 | 0 | 0 | 0 | 0 | 0 | 0 | 0 | 0 | 0 | 0 | 0 | 0 | 0 | 0 | 0 | 0 | 0 | 0 | 0 | 0 | 0 | 0
Diesel | 6 | 10 | 0 | 0 | 0 | 0 | 0 | 0 | 0 | 0 | 0 | 0 | 0 | 0 | 0 | 0 | 0 | 0 | 0 | 0 | 0 | 0 | 0 | 0 | 0 | 0
Diesel | 6 | 11 | 0 | 0 | 0 | 0 | 0 | 0 | 0 | 0 | 0 | 0 | 0 | 0 | 0 | 0 | 0 | 0 | 0 | 0 | 0 | 0 | 0 | 0 | 0 | 0
Diesel | 7 | 0 | 0 | 0 | 0 | 0 | 0 | 0 | 0 | 0 | 0 | 0 | 0 | 0 | 0 | 0 | 0 | 0 | 0 | 0 | 0 | 0 | 0 | 0 | 0 | 0
Diesel | 7 | 1 | 0 | 0 | 0 | 0 | 0 | 0 | 0 | 0 | 0 | 0 | 0 | 0 | 0 | 0 | 0 | 0 | 0 | 0 | 0 | 0 | 0 | 0 | 0 | 0
Diesel | 7 | 2 | 0 | 0 | 0 | 0 | 0 | 0 | 0 | 0 | 0 | 0 | 0 | 0 | 0 | 0 | 0 | 0 | 0 | 0 | 0 | 0 | 0 | 0 | 0 | 0
Diesel | 7 | 3 | 0 | 0 | 0 | 0 | 0 | 0 | 0 | 0 | 0 | 0 | 0 | 0 | 0 | 0 | 0 | 0 | 0 | 0 | 0 | 0 | 0 | 0 | 0 | 0
Diesel | 7 | 4 | 0 | 0 | 0 | 0 | 0 | 0 | 0 | 0 | 0 | 0 | 0 | 0 | 0 | 0 | 0 | 0 | 0 | 0 | 0 | 0 | 0 | 0 | 0 | 0
Diesel | 7 | 5 | 0 | 0 | 0 | 0 | 0 | 0 | 0 | 0 | 0 | 0 | 0 | 0 | 0 | 0 | 0 | 0 | 0 | 0 | 0 | 0 | 0 | 0 | 0 | 0
Diesel | 7 | 6 | 0 | 0 | 0 | 0 | 0 | 0 | 0 | 0 | 0 | 0 | 0 | 0 | 0 | 0 | 0 | 0 | 0 | 0 | 0 | 0 | 0 | 0 | 0 | 0
Diesel | 7 | 7 | 0 | 0 | 0 | 0 | 0 | 0 | 0 | 0 | 0 | 0 | 0 | 0 | 0 | 0 | 0 | 0 | 0 | 0 | 0 | 0 | 0 | 0 | 0 | 0
Diesel | 7 | 8 | 0 | 0 | 0 | 0 | 0 | 0 | 0 | 0 | 0 | 0 | 0 | 0 | 0 | 0 | 0 | 0 | 0 | 0 | 0 | 0 | 0 | 0 | 0 | 0
Diesel | 7 | 9 | 0 | 0 | 0 | 0 | 0 | 0 | 0 | 0 | 0 | 0 | 0 | 0 | 0 | 0 | 0 | 0 | 0 | 0 | 0 | 0 | 0 | 0 | 0 | 0
Diesel | 7 | 10 | 0 | 0 | 0 | 0 | 0 | 0 | 0 | 0 | 0 | 0 | 0 | 0 | 0 | 0 | 0 | 0 | 0 | 0 | 0 | 0 | 0 | 0 | 0 | 0
Diesel | 7 | 11 | 0 | 0 | 0 | 0 | 0 | 0 | 0 | 0 | 0 | 0 | 0 | 0 | 0 | 0 | 0 | 0 | 0 | 0 | 0 | 0 | 0 | 0 | 0 | 0
Diesel | 8 | 0 | 0 | 0 | 0 | 0 | 0 | 0 | 0 | 0 | 0 | 0 | 0 | 0 | 0 | 0 | 0 | 0 | 0 | 0 | 0 | 0 | 0 | 0 | 0 | 0
Diesel | 8 | 1 | 0 | 0 | 0 | 0 | 0 | 0 | 0 | 0 | 0 | 0 | 0 | 0 | 0 | 0 | 0 | 0 | 0 | 0 | 0 | 0 | 0 | 0 | 0 | 0
Diesel | 8 | 2 | 0 | 0 | 0 | 0 | 0 | 0 | 0 | 0 | 0 | 0 | 0 | 0 | 0 | 0 | 0 | 0 | 0 | 0 | 0 | 0 | 0 | 0 | 0 | 0
Diesel | 8 | 3 | 0 | 0 | 0 | 0 | 0 | 0 | 0 | 0 | 0 | 0 | 0 | 0 | 0 | 0 | 0 | 0 | 0 | 0 | 0 | 0 | 0 | 0 | 0 | 0
Diesel | 8 | 4 | 0 | 0 | 0 | 0 | 0 | 0 | 0 | 0 | 0 | 0 | 0 | 0 | 0 | 0 | 0 | 0 | 0 | 0 | 0 | 0 | 0 | 0 | 0 | 0
Diesel | 8 | 5 | 0 | 0 | 0 | 0 | 0 | 0 | 0 | 0 | 0 | 0 | 0 | 0 | 0 | 0 | 0 | 0 | 0 | 0 | 0 | 0 | 0 | 0 | 0 | 0
Diesel | 8 | 6 | 0 | 0 | 0 | 0 | 0 | 0 | 0 | 0 | 0 | 0 | 0 | 0 | 0 | 0 | 0 | 0 | 0 | 0 | 0 | 0 | 0 | 0 | 0 | 0
Diesel | 8 | 7 | 0 | 0 | 0 | 0 | 0 | 0 | 0 | 0 | 0 | 0 | 0 | 0 | 0 | 0 | 0 | 0 | 0 | 0 | 0 | 0 | 0 | 0 | 0 | 0
Diesel | 8 | 8 | 0 | 0 | 0 | 0 | 0 | 0 | 0 | 0 | 0 | 0 | 0 | 0 | 0 | 0 | 0 | 0 | 0 | 0 | 0 | 0 | 0 | 0 | 0 | 0
Diesel | 8 | 9 | 0 | 0 | 0 | 0 | 0 | 0 | 0 | 0 | 0 | 0 | 0 | 0 | 0 | 0 | 0 | 0 | 0 | 0 | 0 | 0 | 0 | 0 | 0 | 0
Diesel | 8 | 10 | 0 | 0 | 0 | 0 | 0 | 0 | 0 | 0 | 0 | 0 | 0 | 0 | 0 | 0 | 0 | 0 | 0 | 0 | 0 | 0 | 0 | 0 | 0 | 0
Diesel | 8 | 11 | 0 | 0 | 0 | 0 | 0 | 0 | 0 | 0 | 0 | 0 | 0 | 0 | 0 | 0 | 0 | 0 | 0 | 0 | 0 | 0 | 0 | 0 | 0 | 0
Diesel | 9 | 0 | 0 | 0 | 0 | 0 | 0 | 0 | 0 | 0 | 0 | 0 | 0 | 0 | 0 | 0 | 0 | 0 | 0 | 0 | 0 | 0 | 0 | 0 | 0 | 0
Diesel | 9 | 1 | 0 | 0 | 0 | 0 | 0 | 0 | 0 | 0 | 0 | 0 | 0 | 0 | 0 | 0 | 0 | 0 | 0 | 0 | 0 | 0 | 0 | 0 | 0 | 0
Diesel | 9 | 2 | 0 | 0 | 0 | 0 | 0 | 0 | 0 | 0 | 0 | 0 | 0 | 0 | 0 | 0 | 0 | 0 | 0 | 0 | 0 | 0 | 0 | 0 | 0 | 0
Diesel | 9 | 3 | 0 | 0 | 0 | 0 | 0 | 0 | 0 | 0 | 0 | 0 | 0 | 0 | 0 | 0 | 0 | 0 | 0 | 0 | 0 | 0 | 0 | 0 | 0 | 0
Diesel | 9 | 4 | 0 | 0 | 0 | 0 | 0 | 0 | 0 | 0 | 0 | 0 | 0 | 0 | 0 | 0 | 0 | 0 | 0 | 0 | 0 | 0 | 0 | 0 | 0 | 0
Diesel | 9 | 5 | 0 | 0 | 0 | 0 | 0 | 0 | 0 | 0 | 0 | 0 | 0 | 0 | 0 | 0 | 0 | 0 | 0 | 0 | 0 | 0 | 0 | 0 | 0 | 0
Diesel | 9 | 6 | 0 | 0 | 0 | 0 | 0 | 0 | 0 | 0 | 0 | 0 | 0 | 0 | 0 | 0 | 0 | 0 | 0 | 0 | 0 | 0 | 0 | 0 | 0 | 0
Diesel | 9 | 7 | 0 | 0 | 0 | 0 | 0 | 0 | 0 | 0 | 0 | 0 | 0 | 0 | 0 | 0 | 0 | 0 | 0 | 0 | 0 | 0 | 0 | 0 | 0 | 0
Diesel | 9 | 8 | 0 | 0 | 0 | 0 | 0 | 0 | 0 | 0 | 0 | 0 | 0 | 0 | 0 | 0 | 0 | 0 | 0 | 0 | 0 | 0 | 0 | 0 | 0 | 0
Diesel | 9 | 9 | 0 | 0 | 0 | 0 | 0 | 0 | 0 | 0 | 0 | 0 | 0 | 0 | 0 | 0 | 0 | 0 | 0 | 0 | 0 | 0 | 0 | 0 | 0 | 0
Diesel | 9 | 10 | 0 | 0 | 0 | 0 | 0 | 0 | 0 | 0 | 0 | 0 | 0 | 0 | 0 | 0 | 0 | 0 | 0 | 0 | 0 | 0 | 0 | 0 | 0 | 0
Diesel | 9 | 11 | 0 | 0 | 0 | 0 | 0 | 0 | 0 | 0 | 0 | 0 | 0 | 0 | 0 | 0 | 0 | 0 | 0 | 0 | 0 | 0 | 0 | 0 | 0 | 0
Diesel | 10 | 0 | 0 | 0 | 0 | 0 | 0 | 0 | 0 | 0 | 0 | 0 | 0 | 0 | 0 | 0 | 0 | 0 | 0 | 0 | 0 | 0 | 0 | 0 | 0 | 0
Diesel | 10 | 1 | 0 | 0 | 0 | 0 | 0 | 0 | 0 | 0 | 0 | 0 | 0 | 0 | 0 | 0 | 0 | 0 | 0 | 0 | 0 | 0 | 0 | 0 | 0 | 0
Diesel | 10 | 2 | 0 | 0 | 0 | 0 | 0 | 0 | 0 | 0 | 0 | 0 | 0 | 0 | 0 | 0 | 0 | 0 | 0 | 0 | 0 | 0 | 0 | 0 | 0 | 0
Diesel | 10 | 3 | 0 | 0 | 0 | 0 | 0 | 0 | 0 | 0 | 0 | 0 | 0 | 0 | 0 | 0 | 0 | 0 | 0 | 0 | 0 | 0 | 0 | 0 | 0 | 0
Diesel | 10 | 4 | 0 | 0 | 0 | 0 | 0 | 0 | 0 | 0 | 0 | 0 | 0 | 0 | 0 | 0 | 0 | 0 | 0 | 0 | 0 | 0 | 0 | 0 | 0 | 0
Diesel | 10 | 5 | 0 | 0 | 0 | 0 | 0 | 0 | 0 | 0 | 0 | 0 | 0 | 0 | 0 | 0 | 0 | 0 | 0 | 0 | 0 | 0 | 0 | 0 | 0 | 0
Diesel | 10 | 6 | 0 | 0 | 0 | 0 | 0 | 0 | 0 | 0 | 0 | 0 | 0 | 0 | 0 | 0 | 0 | 0 | 0 | 0 | 0 | 0 | 0 | 0 | 0 | 0
Diesel | 10 | 7 | 0 | 0 | 0 | 0 | 0 | 0 | 0 | 0 | 0 | 0 | 0 | 0 | 0 | 0 | 0 | 0 | 0 | 0 | 0 | 0 | 0 | 0 | 0 | 0
Diesel | 10 | 8 | 0 | 0 | 0 | 0 | 0 | 0 | 0 | 0 | 0 | 0 | 0 | 0 | 0 | 0 | 0 | 0 | 0 | 0 | 0 | 0 | 0 | 0 | 0 | 0
Diesel | 10 | 9 | 0 | 0 | 0 | 0 | 0 | 0 | 0 | 0 | 0 | 0 | 0 | 0 | 0 | 0 | 0 | 0 | 0 | 0 | 0 | 0 | 0 | 0 | 0 | 0
Diesel | 10 | 10 | 0 | 0 | 0 | 0 | 0 | 0 | 0 | 0 | 0 | 0 | 0 | 0 | 0 | 0 | 0 | 0 | 0 | 0 | 0 | 0 | 0 | 0 | 0 | 0
Diesel | 10 | 11 | 0 | 0 | 0 | 0 | 0 | 0 | 0 | 0 | 0 | 0 | 0 | 0 | 0 | 0 | 0 | 0 | 0 | 0 | 0 | 0 | 0 | 0 | 0 | 0
Diesel | 11 | 0 | 0 | 0 | 0 | 0 | 0 | 0 | 0 | 0 | 0 | 0 | 0 | 0 | 0 | 0 | 0 | 0 | 0 | 0 | 0 | 0 | 0 | 0 | 0 | 0
Diesel | 11 | 1 | 0 | 0 | 0 | 0 | 0 | 0 | 0 | 0 | 0 | 0 | 0 | 0 | 0 | 0 | 0 | 0 | 0 | 0 | 0 | 0 | 0 | 0 | 0 | 0
Diesel | 11 | 2 | 0 | 0 | 0 | 0 | 0 | 0 | 0 | 0 | 0 | 0 | 0 | 0 | 0 | 0 | 0 | 0 | 0 | 0 | 0 | 0 | 0 | 0 | 0 | 0
Diesel | 11 | 3 | 0 | 0 | 0 | 0 | 0 | 0 | 0 | 0 | 0 | 0 | 0 | 0 | 0 | 0 | 0 | 0 | 0 | 0 | 0 | 0 | 0 | 0 | 0 | 0
Diesel | 11 | 4 | 0 | 0 | 0 | 0 | 0 | 0 | 0 | 0 | 0 | 0 | 0 | 0 | 0 | 0 | 0 | 0 | 0 | 0 | 0 | 0 | 0 | 0 | 0 | 0
Diesel | 11 | 5 | 0 | 0 | 0 | 0 | 0 | 0 | 0 | 0 | 0 | 0 | 0 | 0 | 0 | 0 | 0 | 0 | 0 | 0 | 0 | 0 | 0 | 0 | 0 | 0
Diesel | 11 | 6 | 0 | 0 | 0 | 0 | 0 | 0 | 0 | 0 | 0 | 0 | 0 | 0 | 0 | 0 | 0 | 0 | 0 | 0 | 0 | 0 | 0 | 0 | 0 | 0
Diesel | 11 | 7 | 0 | 0 | 0 | 0 | 0 | 0 | 0 | 0 | 0 | 0 | 0 | 0 | 0 | 0 | 0 | 0 | 0 | 0 | 0 | 0 | 0 | 0 | 0 | 0
Diesel | 11 | 8 | 0 | 0 | 0 | 0 | 0 | 0 | 0 | 0 | 0 | 0 | 0 | 0 | 0 | 0 | 0 | 0 | 0 | 0 | 0 | 0 | 0 | 0 | 0 | 0
Diesel | 11 | 9 | 0 | 0 | 0 | 0 | 0 | 0 | 0 | 0 | 0 | 0 | 0 | 0 | 0 | 0 | 0 | 0 | 0 | 0 | 0 | 0 | 0 | 0 | 0 | 0
Diesel | 11 | 10 | 0 | 0 | 0 | 0 | 0 | 0 | 0 | 0 | 0 | 0 | 0 | 0 | 0 | 0 | 0 | 0 | 0 | 0 | 0 | 0 | 0 | 0 | 0 | 0
Diesel | 11 | 11 | 0 | 0 | 0 | 0 | 0 | 0 | 0 | 0 | 0 | 0 | 0 | 0 | 0 | 0 | 0 | 0 | 0 | 0 | 0 | 0 | 0 | 0 | 0 | 0
Diesel | 12 | 0 | 0 | 0 | 0 | 0 | 0 | 0 | 0 | 0 | 0 | 0 | 0 | 0 | 0 | 0 | 0 | 0 | 0 | 0 | 0 | 0 | 0 | 0 | 0 | 0
Diesel | 12 | 1 | 0 | 0 | 0 | 0 | 0 | 0 | 0 | 0 | 0 | 0 | 0 | 0 | 0 | 0 | 0 | 0 | 0 | 0 | 0 | 0 | 0 | 0 | 0 | 0
Diesel | 12 | 2 | 0 | 0 | 0 | 0 | 0 | 0 | 0 | 0 | 0 | 0 | 0 | 0 | 0 | 0 | 0 | 0 | 0 | 0 | 0 | 0 | 0 | 0 | 0 | 0
Diesel | 12 | 3 | 0 | 0 | 0 | 0 | 0 | 0 | 0 | 0 | 0 | 0 | 0 | 0 | 0 | 0 | 0 | 0 | 0 | 0 | 0 | 0 | 0 | 0 | 0 | 0
Diesel | 12 | 4 | 0 | 0 | 0 | 0 | 0 | 0 | 0 | 0 | 0 | 0 | 0 | 0 | 0 | 0 | 0 | 0 | 0 | 0 | 0 | 0 | 0 | 0 | 0 | 0
Diesel | 12 | 5 | 0 | 0 | 0 | 0 | 0 | 0 | 0 | 0 | 0 | 0 | 0 | 0 | 0 | 0 | 0 | 0 | 0 | 0 | 0 | 0 | 0 | 0 | 0 | 0
Diesel | 12 | 6 | 0 | 0 | 0 | 0 | 0 | 0 | 0 | 0 | 0 | 0 | 0 | 0 | 0 | 0 | 0 | 0 | 0 | 0 | 0 | 0 | 0 | 0 | 0 | 0
Diesel | 12 | 7 | 0 | 0 | 0 | 0 | 0 | 0 | 0 | 0 | 0 | 0 | 0 | 0 | 0 | 0 | 0 | 0 | 0 | 0 | 0 | 0 | 0 | 0 | 0 | 0
Diesel | 12 | 8 | 0 | 0 | 0 | 0 | 0 | 0 | 0 | 0 | 0 | 0 | 0 | 0 | 0 | 0 | 0 | 0 | 0 | 0 | 0 | 0 | 0 | 0 | 0 | 0
Diesel | 12 | 9 | 0 | 0 | 0 | 0 | 0 | 0 | 0 | 0 | 0 | 0 | 0 | 0 | 0 | 0 | 0 | 0 | 0 | 0 | 0 | 0 | 0 | 0 | 0 | 0
Diesel | 12 | 10 | 0 | 0 | 0 | 0 | 0 | 0 | 0 | 0 | 0 | 0 | 0 | 0 | 0 | 0 | 0 | 0 | 0 | 0 | 0 | 0 | 0 | 0 | 0 | 0
Diesel | 12 | 11 | 0 | 0 | 0 | 0 | 0 | 0 | 0 | 0 | 0 | 0 | 0 | 0 | 0 | 0 | 0 | 0 | 0 | 0 | 0 | 0 | 0 | 0 | 0 | 0
Diesel | 13 | 0 | 0 | 0 | 0 | 0 | 0 | 0 | 0 | 0 | 0 | 0 | 0 | 0 | 0 | 0 | 0 | 0 | 0 | 0 | 0 | 0 | 0 | 0 | 0 | 0
Diesel | 13 | 1 | 0 | 0 | 0 | 0 | 0 | 0 | 0 | 0 | 0 | 0 | 0 | 0 | 0 | 0 | 0 | 0 | 0 | 0 | 0 | 0 | 0 | 0 | 0 | 0
Diesel | 13 | 2 | 0 | 0 | 0 | 0 | 0 | 0 | 0 | 0 | 0 | 0 | 0 | 0 | 0 | 0 | 0 | 0 | 0 | 0 | 0 | 0 | 0 | 0 | 0 | 0
Diesel | 13 | 3 | 0 | 0 | 0 | 0 | 0 | 0 | 0 | 0 | 0 | 0 | 0 | 0 | 0 | 0 | 0 | 0 | 0 | 0 | 0 | 0 | 0 | 0 | 0 | 0
Diesel | 13 | 4 | 0 | 0 | 0 | 0 | 0 | 0 | 0 | 0 | 0 | 0 | 0 | 0 | 0 | 0 | 0 | 0 | 0 | 0 | 0 | 0 | 0 | 0 | 0 | 0
Diesel | 13 | 5 | 0 | 0 | 0 | 0 | 0 | 0 | 0 | 0 | 0 | 0 | 0 | 0 | 0 | 0 | 0 | 0 | 0 | 0 | 0 | 0 | 0 | 0 | 0 | 0
Diesel | 13 | 6 | 0 | 0 | 0 | 0 | 0 | 0 | 0 | 0 | 0 | 0 | 0 | 0 | 0 | 0 | 0 | 0 | 0 | 0 | 0 | 0 | 0 | 0 | 0 | 0
Diesel | 13 | 7 | 0 | 0 | 0 | 0 | 0 | 0 | 0 | 0 | 0 | 0 | 0 | 0 | 0 | 0 | 0 | 0 | 0 | 0 | 0 | 0 | 0 | 0 | 0 | 0
Diesel | 13 | 8 | 0 | 0 | 0 | 0 | 0 | 0 | 0 | 0 | 0 | 0 | 0 | 0 | 0 | 0 | 0 | 0 | 0 | 0 | 0 | 0 | 0 | 0 | 0 | 0
Diesel | 13 | 9 | 0 | 0 | 0 | 0 | 0 | 0 | 0 | 0 | 0 | 0 | 0 | 0 | 0 | 0 | 0 | 0 | 0 | 0 | 0 | 0 | 0 | 0 | 0 | 0
Diesel | 13 | 10 | 0 | 0 | 0 | 0 | 0 | 0 | 0 | 0 | 0 | 0 | 0 | 0 | 0 | 0 | 0 | 0 | 0 | 0 | 0 | 0 | 0 | 0 | 0 | 0
Diesel | 13 | 11 | 0 | 0 | 0 | 0 | 0 | 0 | 0 | 0 | 0 | 0 | 0 | 0 | 0 | 0 | 0 | 0 | 0 | 0 | 0 | 0 | 0 | 0 | 0 | 0
Diesel | 14 | 0 | 0 | 0 | 0 | 0 | 0 | 0 | 0 | 0 | 0 | 0 | 0 | 0 | 0 | 0 | 0 | 0 | 0 | 0 | 0 | 0 | 0 | 0 | 0 | 0
Diesel | 14 | 1 | 0 | 0 | 0 | 0 | 0 | 0 | 0 | 0 | 0 | 0 | 0 | 0 | 0 | 0 | 0 | 0 | 0 | 0 | 0 | 0 | 0 | 0 | 0 | 0
Diesel | 14 | 2 | 0 | 0 | 0 | 0 | 0 | 0 | 0 | 0 | 0 | 0 | 0 | 0 | 0 | 0 | 0 | 0 | 0 | 0 | 0 | 0 | 0 | 0 | 0 | 0
Diesel | 14 | 3 | 0 | 0 | 0 | 0 | 0 | 0 | 0 | 0 | 0 | 0 | 0 | 0 | 0 | 0 | 0 | 0 | 0 | 0 | 0 | 0 | 0 | 0 | 0 | 0
Diesel | 14 | 4 | 0 | 0 | 0 | 0 | 0 | 0 | 0 | 0 | 0 | 0 | 0 | 0 | 0 | 0 | 0 | 0 | 0 | 0 | 0 | 0 | 0 | 0 | 0 | 0
Diesel | 14 | 5 | 0 | 0 | 0 | 0 | 0 | 0 | 0 | 0 | 0 | 0 | 0 | 0 | 0 | 0 | 0 | 0 | 0 | 0 | 0 | 0 | 0 | 0 | 0 | 0
Diesel | 14 | 6 | 0 | 0 | 0 | 0 | 0 | 0 | 0 | 0 | 0 | 0 | 0 | 0 | 0 | 0 | 0 | 0 | 0 | 0 | 0 | 0 | 0 | 0 | 0 | 0
Diesel | 14 | 7 | 0 | 0 | 0 | 0 | 0 | 0 | 0 | 0 | 0 | 0 | 0 | 0 | 0 | 0 | 0 | 0 | 0 | 0 | 0 | 0 | 0 | 0 | 0 | 0
Diesel | 14 | 8 | 0 | 0 | 0 | 0 | 0 | 0 | 0 | 0 | 0 | 0 | 0 | 0 | 0 | 0 | 0 | 0 | 0 | 0 | 0 | 0 | 0 | 0 | 0 | 0
Diesel | 14 | 9 | 0 | 0 | 0 | 0 | 0 | 0 | 0 | 0 | 0 | 0 | 0 | 0 | 0 | 0 | 0 | 0 | 0 | 0 | 0 | 0 | 0 | 0 | 0 | 0
Diesel | 14 | 10 | 0 | 0 | 0 | 0 | 0 | 0 | 0 | 0 | 0 | 0 | 0 | 0 | 0 | 0 | 0 | 0 | 0 | 0 | 0 | 0 | 0 | 0 | 0 | 0
Diesel | 14 | 11 | 0 | 0 | 0 | 0 | 0 | 0 | 0 | 0 | 0 | 0 | 0 | 0 | 0 | 0 | 0 | 0 | 0 | 0 | 0 | 0 | 0 | 0 | 0 | 0
Diesel | 15 | 0 | 0 | 0 | 0 | 0 | 0 | 0 | 0 | 0 | 0 | 0 | 0 | 0 | 0 | 0 | 0 | 0 | 0 | 0 | 0 | 0 | 0 | 0 | 0 | 0
Diesel | 15 | 1 | 0 | 0 | 0 | 0 | 0 | 0 | 0 | 0 | 0 | 0 | 0 | 0 | 0 | 0 | 0 | 0 | 0 | 0 | 0 | 0 | 0 | 0 | 0 | 0
Diesel | 15 | 2 | 0 | 0 | 0 | 0 | 0 | 0 | 0 | 0 | 0 | 0 | 0 | 0 | 0 | 0 | 0 | 0 | 0 | 0 | 0 | 0 | 0 | 0 | 0 | 0
Diesel | 15 | 3 | 0 | 0 | 0 | 0 | 0 | 0 | 0 | 0 | 0 | 0 | 0 | 0 | 0 | 0 | 0 | 0 | 0 | 0 | 0 | 0 | 0 | 0 | 0 | 0
Diesel | 15 | 4 | 0 | 0 | 0 | 0 | 0 | 0 | 0 | 0 | 0 | 0 | 0 | 0 | 0 | 0 | 0 | 0 | 0 | 0 | 0 | 0 | 0 | 0 | 0 | 0
Diesel | 15 | 5 | 0 | 0 | 0 | 0 | 0 | 0 | 0 | 0 | 0 | 0 | 0 | 0 | 0 | 0 | 0 | 0 | 0 | 0 | 0 | 0 | 0 | 0 | 0 | 0
Diesel | 15 | 6 | 0 | 0 | 0 | 0 | 0 | 0 | 0 | 0 | 0 | 0 | 0 | 0 | 0 | 0 | 0 | 0 | 0 | 0 | 0 | 0 | 0 | 0 | 0 | 0
Diesel | 15 | 7 | 0 | 0 | 0 | 0 | 0 | 0 | 0 | 0 | 0 | 0 | 0 | 0 | 0 | 0 | 0 | 0 | 0 | 0 | 0 | 0 | 0 | 0 | 0 | 0
Diesel | 15 | 8 | 0 | 0 | 0 | 0 | 0 | 0 | 0 | 0 | 0 | 0 | 0 | 0 | 0 | 0 | 0 | 0 | 0 | 0 | 0 | 0 | 0 | 0 | 0 | 0
Diesel | 15 | 9 | 0 | 0 | 0 | 0 | 0 | 0 | 0 | 0 | 0 | 0 | 0 | 0 | 0 | 0 | 0 | 0 | 0 | 0 | 0 | 0 | 0 | 0 | 0 | 0
Diesel | 15 | 10 | 0 | 0 | 0 | 0 | 0 | 0 | 0 | 0 | 0 | 0 | 0 | 0 | 0 | 0 | 0 | 0 | 0 | 0 | 0 | 0 | 0 | 0 | 0 | 0
Diesel | 15 | 11 | 0 | 0 | 0 | 0 | 0 | 0 | 0 | 0 | 0 | 0 | 0 | 0 | 0 | 0 | 0 | 0 | 0 | 0 | 0 | 0 | 0 | 0 | 0 | 0
Diesel | 16 | 0 | 0 | 0 | 0 | 0 | 0 | 0 | 0 | 0 | 0 | 0 | 0 | 0 | 0 | 0 | 0 | 0 | 0 | 0 | 0 | 0 | 0 | 0 | 0 | 0
Diesel | 16 | 1 | 0 | 0 | 0 | 0 | 0 | 0 | 0 | 0 | 0 | 0 | 0 | 0 | 0 | 0 | 0 | 0 | 0 | 0 | 0 | 0 | 0 | 0 | 0 | 0
Diesel | 16 | 2 | 0 | 0 | 0 | 0 | 0 | 0 | 0 | 0 | 0 | 0 | 0 | 0 | 0 | 0 | 0 | 0 | 0 | 0 | 0 | 0 | 0 | 0 | 0 | 0
Diesel | 16 | 3 | 0 | 0 | 0 | 0 | 0 | 0 | 0 | 0 | 0 | 0 | 0 | 0 | 0 | 0 | 0 | 0 | 0 | 0 | 0 | 0 | 0 | 0 | 0 | 0
Diesel | 16 | 4 | 0 | 0 | 0 | 0 | 0 | 0 | 0 | 0 | 0 | 0 | 0 | 0 | 0 | 0 | 0 | 0 | 0 | 0 | 0 | 0 | 0 | 0 | 0 | 0
Diesel | 16 | 5 | 0 | 0 | 0 | 0 | 0 | 0 | 0 | 0 | 0 | 0 | 0 | 0 | 0 | 0 | 0 | 0 | 0 | 0 | 0 | 0 | 0 | 0 | 0 | 0
Diesel | 16 | 6 | 0 | 0 | 0 | 0 | 0 | 0 | 0 | 0 | 0 | 0 | 0 | 0 | 0 | 0 | 0 | 0 | 0 | 0 | 0 | 0 | 0 | 0 | 0 | 0
Diesel | 16 | 7 | 0 | 0 | 0 | 0 | 0 | 0 | 0 | 0 | 0 | 0 | 0 | 0 | 0 | 0 | 0 | 0 | 0 | 0 | 0 | 0 | 0 | 0 | 0 | 0
Diesel | 16 | 8 | 0 | 0 | 0 | 0 | 0 | 0 | 0 | 0 | 0 | 0 | 0 | 0 | 0 | 0 | 0 | 0 | 0 | 0 | 0 | 0 | 0 | 0 | 0 | 0
Diesel | 16 | 9 | 0 | 0 | 0 | 0 | 0 | 0 | 0 | 0 | 0 | 0 | 0 | 0 | 0 | 0 | 0 | 0 | 0 | 0 | 0 | 0 | 0 | 0 | 0 | 0
Diesel | 16 | 10 | 0 | 0 | 0 | 0 | 0 | 0 | 0 | 0 | 0 | 0 | 0 | 0 | 0 | 0 | 0 | 0 | 0 | 0 | 0 | 0 | 0 | 0 | 0 | 0
Diesel | 16 | 11 | 0 | 0 | 0 | 0 | 0 | 0 | 0 | 0 | 0 | 0 | 0 | 0 | 0 | 0 | 0 | 0 | 0 | 0 | 0 | 0 | 0 | 0 | 0 | 0
Diesel | 17 | 0 | 0 | 0 | 0 | 0 | 0 | 0 | 0 | 0 | 0 | 0 | 0 | 0 | 0 | 0 | 0 | 0 | 0 | 0 | 0 | 0 | 0 | 0 | 0 | 0
Diesel | 17 | 1 | 0 | 0 | 0 | 0 | 0 | 0 | 0 | 0 | 0 | 0 | 0 | 0 | 0 | 0 | 0 | 0 | 0 | 0 | 0 | 0 | 0 | 0 | 0 | 0
Diesel | 17 | 2 | 0 | 0 | 0 | 0 | 0 | 0 | 0 | 0 | 0 | 0 | 0 | 0 | 0 | 0 | 0 | 0 | 0 | 0 | 0 | 0 | 0 | 0 | 0 | 0
Diesel | 17 | 3 | 0 | 0 | 0 | 0 | 0 | 0 | 0 | 0 | 0 | 0 | 0 | 0 | 0 | 0 | 0 | 0 | 0 | 0 | 0 | 0 | 0 | 0 | 0 | 0
Diesel | 17 | 4 | 0 | 0 | 0 | 0 | 0 | 0 | 0 | 0 | 0 | 0 | 0 | 0 | 0 | 0 | 0 | 0 | 0 | 0 | 0 | 0 | 0 | 0 | 0 | 0
Diesel | 17 | 5 | 0 | 0 | 0 | 0 | 0 | 0 | 0 | 0 | 0 | 0 | 0 | 0 | 0 | 0 | 0 | 0 | 0 | 0 | 0 | 0 | 0 | 0 | 0 | 0
Diesel | 17 | 6 | 0 | 0 | 0 | 0 | 0 | 0 | 0 | 0 | 0 | 0 | 0 | 0 | 0 | 0 | 0 | 0 | 0 | 0 | 0 | 0 | 0 | 0 | 0 | 0
Diesel | 17 | 7 | 0 | 0 | 0 | 0 | 0 | 0 | 0 | 0 | 0 | 0 | 0 | 0 | 0 | 0 | 0 | 0 | 0 | 0 | 0 | 0 | 0 | 0 | 0 | 0
Diesel | 17 | 8 | 0 | 0 | 0 | 0 | 0 | 0 | 0 | 0 | 0 | 0 | 0 | 0 | 0 | 0 | 0 | 0 | 0 | 0 | 0 | 0 | 0 | 0 | 0 | 0
Diesel | 17 | 9 | 0 | 0 | 0 | 0 | 0 | 0 | 0 | 0 | 0 | 0 | 0 | 0 | 0 | 0 | 0 | 0 | 0 | 0 | 0 | 0 | 0 | 0 | 0 | 0
Diesel | 17 | 10 | 0 | 0 | 0 | 0 | 0 | 0 | 0 | 0 | 0 | 0 | 0 | 0 | 0 | 0 | 0 | 0 | 0 | 0 | 0 | 0 | 0 | 0 | 0 | 0
Diesel | 17 | 11 | 0 | 0 | 0 | 0 | 0 | 0 | 0 | 0 | 0 | 0 | 0 | 0 | 0 | 0 | 0 | 0 | 0 | 0 | 0 | 0 | 0 | 0 | 0 | 0
Diesel | 18 | 0 | 0 | 0 | 0 | 0 | 0 | 0 | 0 | 0 | 0 | 0 | 0 | 0 | 0 | 0 | 0 | 0 | 0 | 0 | 0 | 0 | 0 | 0 | 0 | 0
Diesel | 18 | 1 | 0 | 0 | 0 | 0 | 0 | 0 | 0 | 0 | 0 | 0 | 0 | 0 | 0 | 0 | 0 | 0 | 0 | 0 | 0 | 0 | 0 | 0 | 0 | 0
Diesel | 18 | 2 | 0 | 0 | 0 | 0 | 0 | 0 | 0 | 0 | 0 | 0 | 0 | 0 | 0 | 0 | 0 | 0 | 0 | 0 | 0 | 0 | 0 | 0 | 0 | 0
Diesel | 18 | 3 | 0 | 0 | 0 | 0 | 0 | 0 | 0 | 0 | 0 | 0 | 0 | 0 | 0 | 0 | 0 | 0 | 0 | 0 | 0 | 0 | 0 | 0 | 0 | 0
Diesel | 18 | 4 | 0 | 0 | 0 | 0 | 0 | 0 | 0 | 0 | 0 | 0 | 0 | 0 | 0 | 0 | 0 | 0 | 0 | 0 | 0 | 0 | 0 | 0 | 0 | 0
Diesel | 18 | 5 | 0 | 0 | 0 | 0 | 0 | 0 | 0 | 0 | 0 | 0 | 0 | 0 | 0 | 0 | 0 | 0 | 0 | 0 | 0 | 0 | 0 | 0 | 0 | 0
Diesel | 18 | 6 | 0 | 0 | 0 | 0 | 0 | 0 | 0 | 0 | 0 | 0 | 0 | 0 | 0 | 0 | 0 | 0 | 0 | 0 | 0 | 0 | 0 | 0 | 0 | 0
Diesel | 18 | 7 | 0 | 0 | 0 | 0 | 0 | 0 | 0 | 0 | 0 | 0 | 0 | 0 | 0 | 0 | 0 | 0 | 0 | 0 | 0 | 0 | 0 | 0 | 0 | 0
Diesel | 18 | 8 | 0 | 0 | 0 | 0 | 0 | 0 | 0 | 0 | 0 | 0 | 0 | 0 | 0 | 0 | 0 | 0 | 0 | 0 | 0 | 0 | 0 | 0 | 0 | 0
Diesel | 18 | 9 | 0 | 0 | 0 | 0 | 0 | 0 | 0 | 0 | 0 | 0 | 0 | 0 | 0 | 0 | 0 | 0 | 0 | 0 | 0 | 0 | 0 | 0 | 0 | 0
Diesel | 18 | 10 | 0 | 0 | 0 | 0 | 0 | 0 | 0 | 0 | 0 | 0 | 0 | 0 | 0 | 0 | 0 | 0 | 0 | 0 | 0 | 0 | 0 | 0 | 0 | 0
Diesel | 18 | 11 | 0 | 0 | 0 | 0 | 0 | 0 | 0 | 0 | 0 | 0 | 0 | 0 | 0 | 0 | 0 | 0 | 0 | 0 | 0 | 0 | 0 | 0 | 0 | 0
Diesel | 19 | 0 | 0 | 0 | 0 | 0 | 0 | 0 | 0 | 0 | 0 | 0 | 0 | 0 | 0 | 0 | 0 | 0 | 0 | 0 | 0 | 0 | 0 | 0 | 0 | 0
Diesel | 19 | 1 | 0 | 0 | 0 | 0 | 0 | 0 | 0 | 0 | 0 | 0 | 0 | 0 | 0 | 0 | 0 | 0 | 0 | 0 | 0 | 0 | 0 | 0 | 0 | 0
Diesel | 19 | 2 | 0 | 0 | 0 | 0 | 0 | 0 | 0 | 0 | 0 | 0 | 0 | 0 | 0 | 0 | 0 | 0 | 0 | 0 | 0 | 0 | 0 | 0 | 0 | 0
Diesel | 19 | 3 | 0 | 0 | 0 | 0 | 0 | 0 | 0 | 0 | 0 | 0 | 0 | 0 | 0 | 0 | 0 | 0 | 0 | 0 | 0 | 0 | 0 | 0 | 0 | 0
Diesel | 19 | 4 | 0 | 0 | 0 | 0 | 0 | 0 | 0 | 0 | 0 | 0 | 0 | 0 | 0 | 0 | 0 | 0 | 0 | 0 | 0 | 0 | 0 | 0 | 0 | 0
Diesel | 19 | 5 | 0 | 0 | 0 | 0 | 0 | 0 | 0 | 0 | 0 | 0 | 0 | 0 | 0 | 0 | 0 | 0 | 0 | 0 | 0 | 0 | 0 | 0 | 0 | 0
Diesel | 19 | 6 | 0 | 0 | 0 | 0 | 0 | 0 | 0 | 0 | 0 | 0 | 0 | 0 | 0 | 0 | 0 | 0 | 0 | 0 | 0 | 0 | 0 | 0 | 0 | 0
Diesel | 19 | 7 | 0 | 0 | 0 | 0 | 0 | 0 | 0 | 0 | 0 | 0 | 0 | 0 | 0 | 0 | 0 | 0 | 0 | 0 | 0 | 0 | 0 | 0 | 0 | 0
Diesel | 19 | 8 | 0 | 0 | 0 | 0 | 0 | 0 | 0 | 0 | 0 | 0 | 0 | 0 | 0 | 0 | 0 | 0 | 0 | 0 | 0 | 0 | 0 | 0 | 0 | 0
Diesel | 19 | 9 | 0 | 0 | 0 | 0 | 0 | 0 | 0 | 0 | 0 | 0 | 0 | 0 | 0 | 0 | 0 | 0 | 0 | 0 | 0 | 0 | 0 | 0 | 0 | 0
Diesel | 19 | 10 | 0 | 0 | 0 | 0 | 0 | 0 | 0 | 0 | 0 | 0 | 0 | 0 | 0 | 0 | 0 | 0 | 0 | 0 | 0 | 0 | 0 | 0 | 0 | 0
Diesel | 19 | 11 | 0 | 0 | 0 | 0 | 0 | 0 | 0 | 0 | 0 | 0 | 0 | 0 | 0 | 0 | 0 | 0 | 0 | 0 | 0 | 0 | 0 | 0 | 0 | 0
PV | 0 | 0 | 0 | 0 | 0 | 0 | 0 | 0 | 0 | 0 | 0 | 0 | 0 | 0 | 0 | 0 | 0 | 0 | 0 | 0 | 0 | 0 | 0 | 0 | 0 | 0
PV | 0 | 1 | 0 | 0 | 0 | 0 | 0 | 0 | 0 | 0 | 0 | 0 | 0 | 0 | 0 | 0 | 0 | 0 | 0 | 0 | 0 | 0 | 0 | 0 | 0 | 0
PV | 0 | 2 | 0 | 0 | 0 | 0 | 0 | 0 | 0 | 0 | 0 | 0 | 0 | 0 | 0 | 0 | 0 | 0 | 0 | 0 | 0 | 0 | 0 | 0 | 0 | 0
PV | 0 | 3 | 0 | 0 | 0 | 0 | 0 | 0 | 0 | 0 | 0 | 0 | 0 | 0 | 0 | 0 | 0 | 0 | 0 | 0 | 0 | 0 | 0 | 0 | 0 | 0
PV | 0 | 4 | 0 | 0 | 0 | 0 | 0 | 0 | 0 | 0 | 0 | 0 | 0 | 0 | 0 | 0 | 0 | 0 | 0 | 0 | 0 | 0 | 0 | 0 | 0 | 0
PV | 0 | 5 | 0 | 0 | 0 | 0 | 0 | 0 | 0 | 0 | 0 | 0 | 0 | 0 | 0 | 0 | 0 | 0 | 0 | 0 | 0 | 0 | 0 | 0 | 0 | 0
PV | 0 | 6 | 0 | 0 | 0 | 0 | 0 | 0 | 0 | 0 | 0 | 0 | 0 | 0 | 0 | 0 | 0 | 0 | 0 | 0 | 0 | 0 | 0 | 0 | 0 | 0
PV | 0 | 7 | 0 | 0 | 0 | 0 | 0 | 0 | 0 | 0 | 0 | 0 | 0 | 0 | 0 | 0 | 0 | 0 | 0 | 0 | 0 | 0 | 0 | 0 | 0 | 0
PV | 0 | 8 | 0 | 0 | 0 | 0 | 0 | 0 | 0 | 0 | 0 | 0 | 0 | 0 | 0 | 0 | 0 | 0 | 0 | 0 | 0 | 0 | 0 | 0 | 0 | 0
PV | 0 | 9 | 0 | 0 | 0 | 0 | 0 | 0 | 0 | 0 | 0 | 0 | 0 | 0 | 0 | 0 | 0 | 0 | 0 | 0 | 0 | 0 | 0 | 0 | 0 | 0
PV | 0 | 10 | 0 | 0 | 0 | 0 | 0 | 0 | 0 | 0 | 0 | 0 | 0 | 0 | 0 | 0 | 0 | 0 | 0 | 0 | 0 | 0 | 0 | 0 | 0 | 0
PV | 0 | 11 | 0 | 0 | 0 | 0 | 0 | 0 | 0 | 0 | 0 | 0 | 0 | 0 | 0 | 0 | 0 | 0 | 0 | 0 | 0 | 0 | 0 | 0 | 0 | 0
PV | 1 | 0 | 0 | 0 | 0 | 0 | 0 | 0 | 0 | 0 | 0 | 0 | 0 | 0 | 0 | 0 | 0 | 0 | 0 | 0 | 0 | 0 | 0 | 0 | 0 | 0
PV | 1 | 1 | 0 | 0 | 0 | 0 | 0 | 0 | 0 | 0 | 0 | 0 | 0 | 0 | 0 | 0 | 0 | 0 | 0 | 0 | 0 | 0 | 0 | 0 | 0 | 0
PV | 1 | 2 | 0 | 0 | 0 | 0 | 0 | 0 | 0 | 0 | 0 | 0 | 0 | 0 | 0 | 0 | 0 | 0 | 0 | 0 | 0 | 0 | 0 | 0 | 0 | 0
PV | 1 | 3 | 0 | 0 | 0 | 0 | 0 | 0 | 0 | 0 | 0 | 0 | 0 | 0 | 0 | 0 | 0 | 0 | 0 | 0 | 0 | 0 | 0 | 0 | 0 | 0
PV | 1 | 4 | 0 | 0 | 0 | 0 | 0 | 0 | 0 | 0 | 0 | 0 | 0 | 0 | 0 | 0 | 0 | 0 | 0 | 0 | 0 | 0 | 0 | 0 | 0 | 0
PV | 1 | 5 | 0 | 0 | 0 | 0 | 0 | 0 | 0 | 0 | 0 | 0 | 0 | 0 | 0 | 0 | 0 | 0 | 0 | 0 | 0 | 0 | 0 | 0 | 0 | 0
PV | 1 | 6 | 0 | 0 | 0 | 0 | 0 | 0 | 0 | 0 | 0 | 0 | 0 | 0 | 0 | 0 | 0 | 0 | 0 | 0 | 0 | 0 | 0 | 0 | 0 | 0
PV | 1 | 7 | 0 | 0 | 0 | 0 | 0 | 0 | 0 | 0 | 0 | 0 | 0 | 0 | 0 | 0 | 0 | 0 | 0 | 0 | 0 | 0 | 0 | 0 | 0 | 0
PV | 1 | 8 | 0 | 0 | 0 | 0 | 0 | 0 | 0 | 0 | 0 | 0 | 0 | 0 | 0 | 0 | 0 | 0 | 0 | 0 | 0 | 0 | 0 | 0 | 0 | 0
PV | 1 | 9 | 0 | 0 | 0 | 0 | 0 | 0 | 0 | 0 | 0 | 0 | 0 | 0 | 0 | 0 | 0 | 0 | 0 | 0 | 0 | 0 | 0 | 0 | 0 | 0
PV | 1 | 10 | 0 | 0 | 0 | 0 | 0 | 0 | 0 | 0 | 0 | 0 | 0 | 0 | 0 | 0 | 0 | 0 | 0 | 0 | 0 | 0 | 0 | 0 | 0 | 0
PV | 1 | 11 | 0 | 0 | 0 | 0 | 0 | 0 | 0 | 0 | 0 | 0 | 0 | 0 | 0 | 0 | 0 | 0 | 0 | 0 | 0 | 0 | 0 | 0 | 0 | 0
PV | 2 | 0 | 0 | 0 | 0 | 0 | 0 | 0 | 0 | 0 | 0 | 0 | 0 | 0 | 0 | 0 | 0 | 0 | 0 | 0 | 0 | 0 | 0 | 0 | 0 | 0
PV | 2 | 1 | 0 | 0 | 0 | 0 | 0 | 0 | 0 | 0 | 0 | 0 | 0 | 0 | 0 | 0 | 0 | 0 | 0 | 0 | 0 | 0 | 0 | 0 | 0 | 0
PV | 2 | 2 | 0 | 0 | 0 | 0 | 0 | 0 | 0 | 0 | 0 | 0 | 0 | 0 | 0 | 0 | 0 | 0 | 0 | 0 | 0 | 0 | 0 | 0 | 0 | 0
PV | 2 | 3 | 0 | 0 | 0 | 0 | 0 | 0 | 0 | 0 | 0 | 0 | 0 | 0 | 0 | 0 | 0 | 0 | 0 | 0 | 0 | 0 | 0 | 0 | 0 | 0
PV | 2 | 4 | 0 | 0 | 0 | 0 | 0 | 0 | 0 | 0 | 0 | 0 | 0 | 0 | 0 | 0 | 0 | 0 | 0 | 0 | 0 | 0 | 0 | 0 | 0 | 0
PV | 2 | 5 | 0 | 0 | 0 | 0 | 0 | 0 | 0 | 0 | 0 | 0 | 0 | 0 | 0 | 0 | 0 | 0 | 0 | 0 | 0 | 0 | 0 | 0 | 0 | 0
PV | 2 | 6 | 0 | 0 | 0 | 0 | 0 | 0 | 0 | 0 | 0 | 0 | 0 | 0 | 0 | 0 | 0 | 0 | 0 | 0 | 0 | 0 | 0 | 0 | 0 | 0
PV | 2 | 7 | 0 | 0 | 0 | 0 | 0 | 0 | 0 | 0 | 0 | 0 | 0 | 0 | 0 | 0 | 0 | 0 | 0 | 0 | 0 | 0 | 0 | 0 | 0 | 0
PV | 2 | 8 | 0 | 0 | 0 | 0 | 0 | 0 | 0 | 0 | 0 | 0 | 0 | 0 | 0 | 0 | 0 | 0 | 0 | 0 | 0 | 0 | 0 | 0 | 0 | 0
PV | 2 | 9 | 0 | 0 | 0 | 0 | 0 | 0 | 0 | 0 | 0 | 0 | 0 | 0 | 0 | 0 | 0 | 0 | 0 | 0 | 0 | 0 | 0 | 0 | 0 | 0
PV | 2 | 10 | 0 | 0 | 0 | 0 | 0 | 0 | 0 | 0 | 0 | 0 | 0 | 0 | 0 | 0 | 0 | 0 | 0 | 0 | 0 | 0 | 0 | 0 | 0 | 0
PV | 2 | 11 | 0 | 0 | 0 | 0 | 0 | 0 | 0 | 0 | 0 | 0 | 0 | 0 | 0 | 0 | 0 | 0 | 0 | 0 | 0 | 0 | 0 | 0 | 0 | 0
PV | 3 | 0 | 0 | 0 | 0 | 0 | 0 | 0 | 0 | 0 | 0 | 0 | 0 | 0 | 0 | 0 | 0 | 0 | 0 | 0 | 0 | 0 | 0 | 0 | 0 | 0
PV | 3 | 1 | 0 | 0 | 0 | 0 | 0 | 0 | 0 | 0 | 0 | 0 | 0 | 0 | 0 | 0 | 0 | 0 | 0 | 0 | 0 | 0 | 0 | 0 | 0 | 0
PV | 3 | 2 | 0 | 0 | 0 | 0 | 0 | 0 | 0 | 0 | 0 | 0 | 0 | 0 | 0 | 0 | 0 | 0 | 0 | 0 | 0 | 0 | 0 | 0 | 0 | 0
PV | 3 | 3 | 0 | 0 | 0 | 0 | 0 | 0 | 0 | 0 | 0 | 0 | 0 | 0 | 0 | 0 | 0 | 0 | 0 | 0 | 0 | 0 | 0 | 0 | 0 | 0
PV | 3 | 4 | 0 | 0 | 0 | 0 | 0 | 0 | 0 | 0 | 0 | 0 | 0 | 0 | 0 | 0 | 0 | 0 | 0 | 0 | 0 | 0 | 0 | 0 | 0 | 0
PV | 3 | 5 | 0 | 0 | 0 | 0 | 0 | 0 | 0 | 0 | 0 | 0 | 0 | 0 | 0 | 0 | 0 | 0 | 0 | 0 | 0 | 0 | 0 | 0 | 0 | 0
PV | 3 | 6 | 0 | 0 | 0 | 0 | 0 | 0 | 0 | 0 | 0 | 0 | 0 | 0 | 0 | 0 | 0 | 0 | 0 | 0 | 0 | 0 | 0 | 0 | 0 | 0
PV | 3 | 7 | 0 | 0 | 0 | 0 | 0 | 0 | 0 | 0 | 0 | 0 | 0 | 0 | 0 | 0 | 0 | 0 | 0 | 0 | 0 | 0 | 0 | 0 | 0 | 0
PV | 3 | 8 | 0 | 0 | 0 | 0 | 0 | 0 | 0 | 0 | 0 | 0 | 0 | 0 | 0 | 0 | 0 | 0 | 0 | 0 | 0 | 0 | 0 | 0 | 0 | 0
PV | 3 | 9 | 0 | 0 | 0 | 0 | 0 | 0 | 0 | 0 | 0 | 0 | 0 | 0 | 0 | 0 | 0 | 0 | 0 | 0 | 0 | 0 | 0 | 0 | 0 | 0
PV | 3 | 10 | 0 | 0 | 0 | 0 | 0 | 0 | 0 | 0 | 0 | 0 | 0 | 0 | 0 | 0 | 0 | 0 | 0 | 0 | 0 | 0 | 0 | 0 | 0 | 0
PV | 3 | 11 | 0 | 0 | 0 | 0 | 0 | 0 | 0 | 0 | 0 | 0 | 0 | 0 | 0 | 0 | 0 | 0 | 0 | 0 | 0 | 0 | 0 | 0 | 0 | 0
PV | 4 | 0 | 0 | 0 | 0 | 0 | 0 | 0 | 0 | 0 | 0 | 0 | 0 | 0 | 0 | 0 | 0 | 0 | 0 | 0 | 0 | 0 | 0 | 0 | 0 | 0
PV | 4 | 1 | 0 | 0 | 0 | 0 | 0 | 0 | 0 | 0 | 0 | 0 | 0 | 0 | 0 | 0 | 0 | 0 | 0 | 0 | 0 | 0 | 0 | 0 | 0 | 0
PV | 4 | 2 | 0 | 0 | 0 | 0 | 0 | 0 | 0 | 0 | 0 | 0 | 0 | 0 | 0 | 0 | 0 | 0 | 0 | 0 | 0 | 0 | 0 | 0 | 0 | 0
PV | 4 | 3 | 0 | 0 | 0 | 0 | 0 | 0 | 0 | 0 | 0 | 0 | 0 | 0 | 0 | 0 | 0 | 0 | 0 | 0 | 0 | 0 | 0 | 0 | 0 | 0
PV | 4 | 4 | 0 | 0 | 0 | 0 | 0 | 0 | 0 | 0 | 0 | 0 | 0 | 0 | 0 | 0 | 0 | 0 | 0 | 0 | 0 | 0 | 0 | 0 | 0 | 0
PV | 4 | 5 | 0 | 0 | 0 | 0 | 0 | 0 | 0 | 0 | 0 | 0 | 0 | 0 | 0 | 0 | 0 | 0 | 0 | 0 | 0 | 0 | 0 | 0 | 0 | 0
PV | 4 | 6 | 0 | 0 | 0 | 0 | 0 | 0 | 0 | 0 | 0 | 0 | 0 | 0 | 0 | 0 | 0 | 0 | 0 | 0 | 0 | 0 | 0 | 0 | 0 | 0
PV | 4 | 7 | 0 | 0 | 0 | 0 | 0 | 0 | 0 | 0 | 0 | 0 | 0 | 0 | 0 | 0 | 0 | 0 | 0 | 0 | 0 | 0 | 0 | 0 | 0 | 0
PV | 4 | 8 | 0 | 0 | 0 | 0 | 0 | 0 | 0 | 0 | 0 | 0 | 0 | 0 | 0 | 0 | 0 | 0 | 0 | 0 | 0 | 0 | 0 | 0 | 0 | 0
PV | 4 | 9 | 0 | 0 | 0 | 0 | 0 | 0 | 0 | 0 | 0 | 0 | 0 | 0 | 0 | 0 | 0 | 0 | 0 | 0 | 0 | 0 | 0 | 0 | 0 | 0
PV | 4 | 10 | 0 | 0 | 0 | 0 | 0 | 0 | 0 | 0 | 0 | 0 | 0 | 0 | 0 | 0 | 0 | 0 | 0 | 0 | 0 | 0 | 0 | 0 | 0 | 0
PV | 4 | 11 | 0 | 0 | 0 | 0 | 0 | 0 | 0 | 0 | 0 | 0 | 0 | 0 | 0 | 0 | 0 | 0 | 0 | 0 | 0 | 0 | 0 | 0 | 0 | 0
PV | 5 | 0 | 0 | 0 | 0 | 0 | 0 | 0 | 0 | 0 | 0 | 0 | 0 | 0 | 0 | 0 | 0 | 0 | 0 | 0 | 0 | 0 | 0 | 0 | 0 | 0
PV | 5 | 1 | 0 | 0 | 0 | 0 | 0 | 0 | 0 | 0 | 0 | 0 | 0 | 0 | 0 | 0 | 0 | 0 | 0 | 0 | 0 | 0 | 0 | 0 | 0 | 0
PV | 5 | 2 | 0 | 0 | 0 | 0 | 0 | 0 | 0 | 0 | 0 | 0 | 0 | 0 | 0 | 0 | 0 | 0 | 0 | 0 | 0 | 0 | 0 | 0 | 0 | 0
PV | 5 | 3 | 0 | 0 | 0 | 0 | 0 | 0 | 0 | 0 | 0 | 0 | 0 | 0 | 0 | 0 | 0 | 0 | 0 | 0 | 0 | 0 | 0 | 0 | 0 | 0
PV | 5 | 4 | 0 | 0 | 0 | 0 | 0 | 0 | 0 | 0 | 0 | 0 | 0 | 0 | 0 | 0 | 0 | 0 | 0 | 0 | 0 | 0 | 0 | 0 | 0 | 0
PV | 5 | 5 | 0 | 0 | 0 | 0 | 0 | 0 | 0 | 0 | 0 | 0 | 0 | 0 | 0 | 0 | 0 | 0 | 0 | 0 | 0 | 0 | 0 | 0 | 0 | 0
PV | 5 | 6 | 0 | 0 | 0 | 0 | 0 | 0 | 0 | 0 | 0 | 0 | 0 | 0 | 0 | 0 | 0 | 0 | 0 | 0 | 0 | 0 | 0 | 0 | 0 | 0
PV | 5 | 7 | 0 | 0 | 0 | 0 | 0 | 0 | 0 | 0 | 0 | 0 | 0 | 0 | 0 | 0 | 0 | 0 | 0 | 0 | 0 | 0 | 0 | 0 | 0 | 0
PV | 5 | 8 | 0 | 0 | 0 | 0 | 0 | 0 | 0 | 0 | 0 | 0 | 0 | 0 | 0 | 0 | 0 | 0 | 0 | 0 | 0 | 0 | 0 | 0 | 0 | 0
PV | 5 | 9 | 0 | 0 | 0 | 0 | 0 | 0 | 0 | 0 | 0 | 0 | 0 | 0 | 0 | 0 | 0 | 0 | 0 | 0 | 0 | 0 | 0 | 0 | 0 | 0
PV | 5 | 10 | 0 | 0 | 0 | 0 | 0 | 0 | 0 | 0 | 0 | 0 | 0 | 0 | 0 | 0 | 0 | 0 | 0 | 0 | 0 | 0 | 0 | 0 | 0 | 0
PV | 5 | 11 | 0 | 0 | 0 | 0 | 0 | 0 | 0 | 0 | 0 | 0 | 0 | 0 | 0 | 0 | 0 | 0 | 0 | 0 | 0 | 0 | 0 | 0 | 0 | 0
PV | 6 | 0 | 0 | 0 | 0 | 0 | 0 | 0 | 0.087097 | 4.4903 | 9.4461 | 13.62 | 16.4313 | 17.5635 | 16.9994 | 14.9555 | 10.949 | 5.6013 | 0.59516 | 0 | 0 | 0 | 0 | 0 | 0 | 0
PV | 6 | 1 | 0 | 0 | 0 | 0 | 0 | 0 | 0.83571 | 5.6904 | 10.8321 | 14.9679 | 17.6957 | 18.8882 | 18.4104 | 16.1946 | 11.9529 | 7.1025 | 1.7464 | 0 | 0 | 0 | 0 | 0 | 0 | 0
PV | 6 | 2 | 0 | 0 | 0 | 0 | 0 | 0.014516 | 2.1058 | 6.8506 | 11.6806 | 16.1874 | 19.0752 | 20.5965 | 20.0806 | 17.489 | 13.7545 | 9.3106 | 3.8371 | 0.17129 | 0 | 0 | 0 | 0 | 0 | 0
PV | 6 | 3 | 0 | 0 | 0 | 0 | 0 | 0.353 | 4.161 | 9.884 | 15.073 | 18.84 | 21.098 | 21.995 | 21.55 | 19.366 | 15.741 | 10.99 | 5.505 | 0.886 | 0 | 0 | 0 | 0 | 0 | 0
PV | 6 | 4 | 0 | 0 | 0 | 0 | 0 | 0.99871 | 5.2597 | 10.8426 | 15.8197 | 19.4758 | 21.7045 | 22.5019 | 21.7713 | 19.8319 | 16.2687 | 11.6265 | 6.0639 | 1.3432 | 0.048387 | 0 | 0 | 0 | 0 | 0
PV | 6 | 5 | 0 | 0 | 0 | 0 | 0.025 | 1.084 | 5.294 | 10.874 | 15.633 | 19.099 | 21.195 | 22.033 | 21.492 | 19.65 | 16.481 | 12.01 | 6.597 | 1.554 | 0.185 | 0 | 0 | 0 | 0 | 0
PV | 6 | 6 | 0 | 0 | 0 | 0 | 0.0067742 | 0.87871 | 5.0748 | 10.8648 | 15.6939 | 19.1603 | 21.241 | 22.0558 | 21.5274 | 19.7052 | 16.5629 | 12.1355 | 6.7568 | 1.649 | 0.10839 | 0 | 0 | 0 | 0 | 0
PV | 6 | 7 | 0 | 0 | 0 | 0 | 0 | 0.6029 | 4.8977 | 10.9142 | 15.9223 | 19.4971 | 21.6377 | 22.4855 | 21.9281 | 20.0139 | 16.7381 | 12.0706 | 6.4123 | 1.2871 | 0.0019355 | 0 | 0 | 0 | 0 | 0
PV | 6 | 8 | 0 | 0 | 0 | 0 | 0 | 0.105 | 4.235 | 10.807 | 16.288 | 20.136 | 22.368 | 23.218 | 22.596 | 20.549 | 17 | 11.887 | 5.593 | 0.42 | 0 | 0 | 0 | 0 | 0 | 0
PV | 6 | 9 | 0 | 0 | 0 | 0 | 0 | 0 | 1.891 | 8.2306 | 14.5752 | 18.7742 | 21.2545 | 22.0877 | 20.999 | 18.5971 | 14.8606 | 9.7723 | 3.6174 | 0.012581 | 0 | 0 | 0 | 0 | 0 | 0
PV | 6 | 10 | 0 | 0 | 0 | 0 | 0 | 0 | 0.32 | 4.678 | 10.518 | 14.976 | 17.736 | 18.586 | 18.002 | 16.066 | 12.517 | 7.242 | 1.111 | 0 | 0 | 0 | 0 | 0 | 0 | 0
PV | 6 | 11 | 0 | 0 | 0 | 0 | 0 | 0 | 0.0077419 | 4.6229 | 11.249 | 16.0916 | 18.6871 | 19.5174 | 18.8255 | 16.4371 | 11.8539 | 6.0406 | 0.28839 | 0 | 0 | 0 | 0 | 0 | 0 | 0
PV | 7 | 0 | 0 | 0 | 0 | 0 | 0 | 0 | 0.087097 | 4.4903 | 9.4461 | 13.62 | 16.4313 | 17.5635 | 16.9994 | 14.9555 | 10.949 | 5.6013 | 0.59516 | 0 | 0 | 0 | 0 | 0 | 0 | 0
PV | 7 | 1 | 0 | 0 | 0 | 0 | 0 | 0 | 0.83571 | 5.6904 | 10.8321 | 14.9679 | 17.6957 | 18.8882 | 18.4104 | 16.1946 | 11.9529 | 7.1025 | 1.7464 | 0 | 0 | 0 | 0 | 0 | 0 | 0
PV | 7 | 2 | 0 | 0 | 0 | 0 | 0 | 0.014516 | 2.1058 | 6.8506 | 11.6806 | 16.1874 | 19.0752 | 20.5965 | 20.0806 | 17.489 | 13.7545 | 9.3106 | 3.8371 | 0.17129 | 0 | 0 | 0 | 0 | 0 | 0
PV | 7 | 3 | 0 | 0 | 0 | 0 | 0 | 0.353 | 4.161 | 9.884 | 15.073 | 18.84 | 21.098 | 21.995 | 21.55 | 19.366 | 15.741 | 10.99 | 5.505 | 0.886 | 0 | 0 | 0 | 0 | 0 | 0
PV | 7 | 4 | 0 | 0 | 0 | 0 | 0 | 0.99871 | 5.2597 | 10.8426 | 15.8197 | 19.4758 | 21.7045 | 22.5019 | 21.7713 | 19.8319 | 16.2687 | 11.6265 | 6.0639 | 1.3432 | 0.048387 | 0 | 0 | 0 | 0 | 0
PV | 7 | 5 | 0 | 0 | 0 | 0 | 0.025 | 1.084 | 5.294 | 10.874 | 15.633 | 19.099 | 21.195 | 22.033 | 21.492 | 19.65 | 16.481 | 12.01 | 6.597 | 1.554 | 0.185 | 0 | 0 | 0 | 0 | 0
PV | 7 | 6 | 0 | 0 | 0 | 0 | 0.0067742 | 0.87871 | 5.0748 | 10.8648 | 15.6939 | 19.1603 | 21.241 | 22.0558 | 21.5274 | 19.7052 | 16.5629 | 12.1355 | 6.7568 | 1.649 | 0.10839 | 0 | 0 | 0 | 0 | 0
PV | 7 | 7 | 0 | 0 | 0 | 0 | 0 | 0.6029 | 4.8977 | 10.9142 | 15.9223 | 19.4971 | 21.6377 | 22.4855 | 21.9281 | 20.0139 | 16.7381 | 12.0706 | 6.4123 | 1.2871 | 0.0019355 | 0 | 0 | 0 | 0 | 0
PV | 7 | 8 | 0 | 0 | 0 | 0 | 0 | 0.105 | 4.235 | 10.807 | 16.288 | 20.136 | 22.368 | 23.218 | 22.596 | 20.549 | 17 | 11.887 | 5.593 | 0.42 | 0 | 0 | 0 | 0 | 0 | 0
PV | 7 | 9 | 0 | 0 | 0 | 0 | 0 | 0 | 1.891 | 8.2306 | 14.5752 | 18.7742 | 21.2545 | 22.0877 | 20.999 | 18.5971 | 14.8606 | 9.7723 | 3.6174 | 0.012581 | 0 | 0 | 0 | 0 | 0 | 0
PV | 7 | 10 | 0 | 0 | 0 | 0 | 0 | 0 | 0.32 | 4.678 | 10.518 | 14.976 | 17.736 | 18.586 | 18.002 | 16.066 | 12.517 | 7.242 | 1.111 | 0 | 0 | 0 | 0 | 0 | 0 | 0
PV | 7 | 11 | 0 | 0 | 0 | 0 | 0 | 0 | 0.0077419 | 4.6229 | 11.249 | 16.0916 | 18.6871 | 19.5174 | 18.8255 | 16.4371 | 11.8539 | 6.0406 | 0.28839 | 0 | 0 | 0 | 0 | 0 | 0 | 0
PV | 8 | 0 | 0 | 0 | 0 | 0 | 0 | 0 | 0.087097 | 4.4903 | 9.4461 | 13.62 | 16.4313 | 17.5635 | 16.9994 | 14.9555 | 10.949 | 5.6013 | 0.59516 | 0 | 0 | 0 | 0 | 0 | 0 | 0
PV | 8 | 1 | 0 | 0 | 0 | 0 | 0 | 0 | 0.83571 | 5.6904 | 10.8321 | 14.9679 | 17.6957 | 18.8882 | 18.4104 | 16.1946 | 11.9529 | 7.1025 | 1.7464 | 0 | 0 | 0 | 0 | 0 | 0 | 0
PV | 8 | 2 | 0 | 0 | 0 | 0 | 0 | 0.014516 | 2.1058 | 6.8506 | 11.6806 | 16.1874 | 19.0752 | 20.5965 | 20.0806 | 17.489 | 13.7545 | 9.3106 | 3.8371 | 0.17129 | 0 | 0 | 0 | 0 | 0 | 0
PV | 8 | 3 | 0 | 0 | 0 | 0 | 0 | 0.353 | 4.161 | 9.884 | 15.073 | 18.84 | 21.098 | 21.995 | 21.55 | 19.366 | 15.741 | 10.99 | 5.505 | 0.886 | 0 | 0 | 0 | 0 | 0 | 0
PV | 8 | 4 | 0 | 0 | 0 | 0 | 0 | 0.99871 | 5.2597 | 10.8426 | 15.8197 | 19.4758 | 21.7045 | 22.5019 | 21.7713 | 19.8319 | 16.2687 | 11.6265 | 6.0639 | 1.3432 | 0.048387 | 0 | 0 | 0 | 0 | 0
PV | 8 | 5 | 0 | 0 | 0 | 0 | 0.025 | 1.084 | 5.294 | 10.874 | 15.633 | 19.099 | 21.195 | 22.033 | 21.492 | 19.65 | 16.481 | 12.01 | 6.597 | 1.554 | 0.185 | 0 | 0 | 0 | 0 | 0
PV | 8 | 6 | 0 | 0 | 0 | 0 | 0.0067742 | 0.87871 | 5.0748 | 10.8648 | 15.6939 | 19.1603 | 21.241 | 22.0558 | 21.5274 | 19.7052 | 16.5629 | 12.1355 | 6.7568 | 1.649 | 0.10839 | 0 | 0 | 0 | 0 | 0
PV | 8 | 7 | 0 | 0 | 0 | 0 | 0 | 0.6029 | 4.8977 | 10.9142 | 15.9223 | 19.4971 | 21.6377 | 22.4855 | 21.9281 | 20.0139 | 16.7381 | 12.0706 | 6.4123 | 1.2871 | 0.0019355 | 0 | 0 | 0 | 0 | 0
PV | 8 | 8 | 0 | 0 | 0 | 0 | 0 | 0.105 | 4.235 | 10.807 | 16.288 | 20.136 | 22.368 | 23.218 | 22.596 | 20.549 | 17 | 11.887 | 5.593 | 0.42 | 0 | 0 | 0 | 0 | 0 | 0
PV | 8 | 9 | 0 | 0 | 0 | 0 | 0 | 0 | 1.891 | 8.2306 | 14.5752 | 18.7742 | 21.2545 | 22.0877 | 20.999 | 18.5971 | 14.8606 | 9.7723 | 3.6174 | 0.012581 | 0 | 0 | 0 | 0 | 0 | 0
PV | 8 | 10 | 0 | 0 | 0 | 0 | 0 | 0 | 0.32 | 4.678 | 10.518 | 14.976 | 17.736 | 18.586 | 18.002 | 16.066 | 12.517 | 7.242 | 1.111 | 0 | 0 | 0 | 0 | 0 | 0 | 0
PV | 8 | 11 | 0 | 0 | 0 | 0 | 0 | 0 | 0.0077419 | 4.6229 | 11.249 | 16.0916 | 18.6871 | 19.5174 | 18.8255 | 16.4371 | 11.8539 | 6.0406 | 0.28839 | 0 | 0 | 0 | 0 | 0 | 0 | 0
PV | 9 | 0 | 0 | 0 | 0 | 0 | 0 | 0 | 0.087097 | 4.4903 | 9.4461 | 13.62 | 16.4313 | 17.5635 | 16.9994 | 14.9555 | 10.949 | 5.6013 | 0.59516 | 0 | 0 | 0 | 0 | 0 | 0 | 0
PV | 9 | 1 | 0 | 0 | 0 | 0 | 0 | 0 | 0.83571 | 5.6904 | 10.8321 | 14.9679 | 17.6957 | 18.8882 | 18.4104 | 16.1946 | 11.9529 | 7.1025 | 1.7464 | 0 | 0 | 0 | 0 | 0 | 0 | 0
PV | 9 | 2 | 0 | 0 | 0 | 0 | 0 | 0.014516 | 2.1058 | 6.8506 | 11.6806 | 16.1874 | 19.0752 | 20.5965 | 20.0806 | 17.489 | 13.7545 | 9.3106 | 3.8371 | 0.17129 | 0 | 0 | 0 | 0 | 0 | 0
PV | 9 | 3 | 0 | 0 | 0 | 0 | 0 | 0.353 | 4.161 | 9.884 | 15.073 | 18.84 | 21.098 | 21.995 | 21.55 | 19.366 | 15.741 | 10.99 | 5.505 | 0.886 | 0 | 0 | 0 | 0 | 0 | 0
PV | 9 | 4 | 0 | 0 | 0 | 0 | 0 | 0.99871 | 5.2597 | 10.8426 | 15.8197 | 19.4758 | 21.7045 | 22.5019 | 21.7713 | 19.8319 | 16.2687 | 11.6265 | 6.0639 | 1.3432 | 0.048387 | 0 | 0 | 0 | 0 | 0
PV | 9 | 5 | 0 | 0 | 0 | 0 | 0.025 | 1.084 | 5.294 | 10.874 | 15.633 | 19.099 | 21.195 | 22.033 | 21.492 | 19.65 | 16.481 | 12.01 | 6.597 | 1.554 | 0.185 | 0 | 0 | 0 | 0 | 0
PV | 9 | 6 | 0 | 0 | 0 | 0 | 0.0067742 | 0.87871 | 5.0748 | 10.8648 | 15.6939 | 19.1603 | 21.241 | 22.0558 | 21.5274 | 19.7052 | 16.5629 | 12.1355 | 6.7568 | 1.649 | 0.10839 | 0 | 0 | 0 | 0 | 0
PV | 9 | 7 | 0 | 0 | 0 | 0 | 0 | 0.6029 | 4.8977 | 10.9142 | 15.9223 | 19.4971 | 21.6377 | 22.4855 | 21.9281 | 20.0139 | 16.7381 | 12.0706 | 6.4123 | 1.2871 | 0.0019355 | 0 | 0 | 0 | 0 | 0
PV | 9 | 8 | 0 | 0 | 0 | 0 | 0 | 0.105 | 4.235 | 10.807 | 16.288 | 20.136 | 22.368 | 23.218 | 22.596 | 20.549 | 17 | 11.887 | 5.593 | 0.42 | 0 | 0 | 0 | 0 | 0 | 0
PV | 9 | 9 | 0 | 0 | 0 | 0 | 0 | 0 | 1.891 | 8.2306 | 14.5752 | 18.7742 | 21.2545 | 22.0877 | 20.999 | 18.5971 | 14.8606 | 9.7723 | 3.6174 | 0.012581 | 0 | 0 | 0 | 0 | 0 | 0
PV | 9 | 10 | 0 | 0 | 0 | 0 | 0 | 0 | 0.32 | 4.678 | 10.518 | 14.976 | 17.736 | 18.586 | 18.002 | 16.066 | 12.517 | 7.242 | 1.111 | 0 | 0 | 0 | 0 | 0 | 0 | 0
PV | 9 | 11 | 0 | 0 | 0 | 0 | 0 | 0 | 0.0077419 | 4.6229 | 11.249 | 16.0916 | 18.6871 | 19.5174 | 18.8255 | 16.4371 | 11.8539 | 6.0406 | 0.28839 | 0 | 0 | 0 | 0 | 0 | 0 | 0
PV | 10 | 0 | 0 | 0 | 0 | 0 | 0 | 0 | 0.087097 | 4.4903 | 9.4461 | 13.62 | 16.4313 | 17.5635 | 16.9994 | 14.9555 | 10.949 | 5.6013 | 0.59516 | 0 | 0 | 0 | 0 | 0 | 0 | 0
PV | 10 | 1 | 0 | 0 | 0 | 0 | 0 | 0 | 0.83571 | 5.6904 | 10.8321 | 14.9679 | 17.6957 | 18.8882 | 18.4104 | 16.1946 | 11.9529 | 7.1025 | 1.7464 | 0 | 0 | 0 | 0 | 0 | 0 | 0
PV | 10 | 2 | 0 | 0 | 0 | 0 | 0 | 0.014516 | 2.1058 | 6.8506 | 11.6806 | 16.1874 | 19.0752 | 20.5965 | 20.0806 | 17.489 | 13.7545 | 9.3106 | 3.8371 | 0.17129 | 0 | 0 | 0 | 0 | 0 | 0
PV | 10 | 3 | 0 | 0 | 0 | 0 | 0 | 0.353 | 4.161 | 9.884 | 15.073 | 18.84 | 21.098 | 21.995 | 21.55 | 19.366 | 15.741 | 10.99 | 5.505 | 0.886 | 0 | 0 | 0 | 0 | 0 | 0
PV | 10 | 4 | 0 | 0 | 0 | 0 | 0 | 0.99871 | 5.2597 | 10.8426 | 15.8197 | 19.4758 | 21.7045 | 22.5019 | 21.7713 | 19.8319 | 16.2687 | 11.6265 | 6.0639 | 1.3432 | 0.048387 | 0 | 0 | 0 | 0 | 0
PV | 10 | 5 | 0 | 0 | 0 | 0 | 0.025 | 1.084 | 5.294 | 10.874 | 15.633 | 19.099 | 21.195 | 22.033 | 21.492 | 19.65 | 16.481 | 12.01 | 6.597 | 1.554 | 0.185 | 0 | 0 | 0 | 0 | 0
PV | 10 | 6 | 0 | 0 | 0 | 0 | 0.0067742 | 0.87871 | 5.0748 | 10.8648 | 15.6939 | 19.1603 | 21.241 | 22.0558 | 21.5274 | 19.7052 | 16.5629 | 12.1355 | 6.7568 | 1.649 | 0.10839 | 0 | 0 | 0 | 0 | 0
PV | 10 | 7 | 0 | 0 | 0 | 0 | 0 | 0.6029 | 4.8977 | 10.9142 | 15.9223 | 19.4971 | 21.6377 | 22.4855 | 21.9281 | 20.0139 | 16.7381 | 12.0706 | 6.4123 | 1.2871 | 0.0019355 | 0 | 0 | 0 | 0 | 0
PV | 10 | 8 | 0 | 0 | 0 | 0 | 0 | 0.105 | 4.235 | 10.807 | 16.288 | 20.136 | 22.368 | 23.218 | 22.596 | 20.549 | 17 | 11.887 | 5.593 | 0.42 | 0 | 0 | 0 | 0 | 0 | 0
PV | 10 | 9 | 0 | 0 | 0 | 0 | 0 | 0 | 1.891 | 8.2306 | 14.5752 | 18.7742 | 21.2545 | 22.0877 | 20.999 | 18.5971 | 14.8606 | 9.7723 | 3.6174 | 0.012581 | 0 | 0 | 0 | 0 | 0 | 0
PV | 10 | 10 | 0 | 0 | 0 | 0 | 0 | 0 | 0.32 | 4.678 | 10.518 | 14.976 | 17.736 | 18.586 | 18.002 | 16.066 | 12.517 | 7.242 | 1.111 | 0 | 0 | 0 | 0 | 0 | 0 | 0
PV | 10 | 11 | 0 | 0 | 0 | 0 | 0 | 0 | 0.0077419 | 4.6229 | 11.249 | 16.0916 | 18.6871 | 19.5174 | 18.8255 | 16.4371 | 11.8539 | 6.0406 | 0.28839 | 0 | 0 | 0 | 0 | 0 | 0 | 0
PV | 11 | 0 | 0 | 0 | 0 | 0 | 0 | 0 | 0.087097 | 4.4903 | 9.4461 | 13.62 | 16.4313 | 17.5635 | 16.9994 | 14.9555 | 10.949 | 5.6013 | 0.59516 | 0 | 0 | 0 | 0 | 0 | 0 | 0
PV | 11 | 1 | 0 | 0 | 0 | 0 | 0 | 0 | 0.83571 | 5.6904 | 10.8321 | 14.9679 | 17.6957 | 18.8882 | 18.4104 | 16.1946 | 11.9529 | 7.1025 | 1.7464 | 0 | 0 | 0 | 0 | 0 | 0 | 0
PV | 11 | 2 | 0 | 0 | 0 | 0 | 0 | 0.014516 | 2.1058 | 6.8506 | 11.6806 | 16.1874 | 19.0752 | 20.5965 | 20.0806 | 17.489 | 13.7545 | 9.3106 | 3.8371 | 0.17129 | 0 | 0 | 0 | 0 | 0 | 0
PV | 11 | 3 | 0 | 0 | 0 | 0 | 0 | 0.353 | 4.161 | 9.884 | 15.073 | 18.84 | 21.098 | 21.995 | 21.55 | 19.366 | 15.741 | 10.99 | 5.505 | 0.886 | 0 | 0 | 0 | 0 | 0 | 0
PV | 11 | 4 | 0 | 0 | 0 | 0 | 0 | 0.99871 | 5.2597 | 10.8426 | 15.8197 | 19.4758 | 21.7045 | 22.5019 | 21.7713 | 19.8319 | 16.2687 | 11.6265 | 6.0639 | 1.3432 | 0.048387 | 0 | 0 | 0 | 0 | 0
PV | 11 | 5 | 0 | 0 | 0 | 0 | 0.025 | 1.084 | 5.294 | 10.874 | 15.633 | 19.099 | 21.195 | 22.033 | 21.492 | 19.65 | 16.481 | 12.01 | 6.597 | 1.554 | 0.185 | 0 | 0 | 0 | 0 | 0
PV | 11 | 6 | 0 | 0 | 0 | 0 | 0.0067742 | 0.87871 | 5.0748 | 10.8648 | 15.6939 | 19.1603 | 21.241 | 22.0558 | 21.5274 | 19.7052 | 16.5629 | 12.1355 | 6.7568 | 1.649 | 0.10839 | 0 | 0 | 0 | 0 | 0
PV | 11 | 7 | 0 | 0 | 0 | 0 | 0 | 0.6029 | 4.8977 | 10.9142 | 15.9223 | 19.4971 | 21.6377 | 22.4855 | 21.9281 | 20.0139 | 16.7381 | 12.0706 | 6.4123 | 1.2871 | 0.0019355 | 0 | 0 | 0 | 0 | 0
PV | 11 | 8 | 0 | 0 | 0 | 0 | 0 | 0.105 | 4.235 | 10.807 | 16.288 | 20.136 | 22.368 | 23.218 | 22.596 | 20.549 | 17 | 11.887 | 5.593 | 0.42 | 0 | 0 | 0 | 0 | 0 | 0
PV | 11 | 9 | 0 | 0 | 0 | 0 | 0 | 0 | 1.891 | 8.2306 | 14.5752 | 18.7742 | 21.2545 | 22.0877 | 20.999 | 18.5971 | 14.8606 | 9.7723 | 3.6174 | 0.012581 | 0 | 0 | 0 | 0 | 0 | 0
PV | 11 | 10 | 0 | 0 | 0 | 0 | 0 | 0 | 0.32 | 4.678 | 10.518 | 14.976 | 17.736 | 18.586 | 18.002 | 16.066 | 12.517 | 7.242 | 1.111 | 0 | 0 | 0 | 0 | 0 | 0 | 0
PV | 11 | 11 | 0 | 0 | 0 | 0 | 0 | 0 | 0.0077419 | 4.6229 | 11.249 | 16.0916 | 18.6871 | 19.5174 | 18.8255 | 16.4371 | 11.8539 | 6.0406 | 0.28839 | 0 | 0 | 0 | 0 | 0 | 0 | 0
PV | 12 | 0 | 0 | 0 | 0 | 0 | 0 | 0 | 0.087097 | 4.4903 | 9.4461 | 13.62 | 16.4313 | 17.5635 | 16.9994 | 14.9555 | 10.949 | 5.6013 | 0.59516 | 0 | 0 | 0 | 0 | 0 | 0 | 0
PV | 12 | 1 | 0 | 0 | 0 | 0 | 0 | 0 | 0.83571 | 5.6904 | 10.8321 | 14.9679 | 17.6957 | 18.8882 | 18.4104 | 16.1946 | 11.9529 | 7.1025 | 1.7464 | 0 | 0 | 0 | 0 | 0 | 0 | 0
PV | 12 | 2 | 0 | 0 | 0 | 0 | 0 | 0.014516 | 2.1058 | 6.8506 | 11.6806 | 16.1874 | 19.0752 | 20.5965 | 20.0806 | 17.489 | 13.7545 | 9.3106 | 3.8371 | 0.17129 | 0 | 0 | 0 | 0 | 0 | 0
PV | 12 | 3 | 0 | 0 | 0 | 0 | 0 | 0.353 | 4.161 | 9.884 | 15.073 | 18.84 | 21.098 | 21.995 | 21.55 | 19.366 | 15.741 | 10.99 | 5.505 | 0.886 | 0 | 0 | 0 | 0 | 0 | 0
PV | 12 | 4 | 0 | 0 | 0 | 0 | 0 | 0.99871 | 5.2597 | 10.8426 | 15.8197 | 19.4758 | 21.7045 | 22.5019 | 21.7713 | 19.8319 | 16.2687 | 11.6265 | 6.0639 | 1.3432 | 0.048387 | 0 | 0 | 0 | 0 | 0
PV | 12 | 5 | 0 | 0 | 0 | 0 | 0.025 | 1.084 | 5.294 | 10.874 | 15.633 | 19.099 | 21.195 | 22.033 | 21.492 | 19.65 | 16.481 | 12.01 | 6.597 | 1.554 | 0.185 | 0 | 0 | 0 | 0 | 0
PV | 12 | 6 | 0 | 0 | 0 | 0 | 0.0067742 | 0.87871 | 5.0748 | 10.8648 | 15.6939 | 19.1603 | 21.241 | 22.0558 | 21.5274 | 19.7052 | 16.5629 | 12.1355 | 6.7568 | 1.649 | 0.10839 | 0 | 0 | 0 | 0 | 0
PV | 12 | 7 | 0 | 0 | 0 | 0 | 0 | 0.6029 | 4.8977 | 10.9142 | 15.9223 | 19.4971 | 21.6377 | 22.4855 | 21.9281 | 20.0139 | 16.7381 | 12.0706 | 6.4123 | 1.2871 | 0.0019355 | 0 | 0 | 0 | 0 | 0
PV | 12 | 8 | 0 | 0 | 0 | 0 | 0 | 0.105 | 4.235 | 10.807 | 16.288 | 20.136 | 22.368 | 23.218 | 22.596 | 20.549 | 17 | 11.887 | 5.593 | 0.42 | 0 | 0 | 0 | 0 | 0 | 0
PV | 12 | 9 | 0 | 0 | 0 | 0 | 0 | 0 | 1.891 | 8.2306 | 14.5752 | 18.7742 | 21.2545 | 22.0877 | 20.999 | 18.5971 | 14.8606 | 9.7723 | 3.6174 | 0.012581 | 0 | 0 | 0 | 0 | 0 | 0
PV | 12 | 10 | 0 | 0 | 0 | 0 | 0 | 0 | 0.32 | 4.678 | 10.518 | 14.976 | 17.736 | 18.586 | 18.002 | 16.066 | 12.517 | 7.242 | 1.111 | 0 | 0 | 0 | 0 | 0 | 0 | 0
PV | 12 | 11 | 0 | 0 | 0 | 0 | 0 | 0 | 0.0077419 | 4.6229 | 11.249 | 16.0916 | 18.6871 | 19.5174 | 18.8255 | 16.4371 | 11.8539 | 6.0406 | 0.28839 | 0 | 0 | 0 | 0 | 0 | 0 | 0
PV | 13 | 0 | 0 | 0 | 0 | 0 | 0 | 0 | 0.087097 | 4.4903 | 9.4461 | 13.62 | 16.4313 | 17.5635 | 16.9994 | 14.9555 | 10.949 | 5.6013 | 0.59516 | 0 | 0 | 0 | 0 | 0 | 0 | 0
PV | 13 | 1 | 0 | 0 | 0 | 0 | 0 | 0 | 0.83571 | 5.6904 | 10.8321 | 14.9679 | 17.6957 | 18.8882 | 18.4104 | 16.1946 | 11.9529 | 7.1025 | 1.7464 | 0 | 0 | 0 | 0 | 0 | 0 | 0
PV | 13 | 2 | 0 | 0 | 0 | 0 | 0 | 0.014516 | 2.1058 | 6.8506 | 11.6806 | 16.1874 | 19.0752 | 20.5965 | 20.0806 | 17.489 | 13.7545 | 9.3106 | 3.8371 | 0.17129 | 0 | 0 | 0 | 0 | 0 | 0
PV | 13 | 3 | 0 | 0 | 0 | 0 | 0 | 0.353 | 4.161 | 9.884 | 15.073 | 18.84 | 21.098 | 21.995 | 21.55 | 19.366 | 15.741 | 10.99 | 5.505 | 0.886 | 0 | 0 | 0 | 0 | 0 | 0
PV | 13 | 4 | 0 | 0 | 0 | 0 | 0 | 0.99871 | 5.2597 | 10.8426 | 15.8197 | 19.4758 | 21.7045 | 22.5019 | 21.7713 | 19.8319 | 16.2687 | 11.6265 | 6.0639 | 1.3432 | 0.048387 | 0 | 0 | 0 | 0 | 0
PV | 13 | 5 | 0 | 0 | 0 | 0 | 0.025 | 1.084 | 5.294 | 10.874 | 15.633 | 19.099 | 21.195 | 22.033 | 21.492 | 19.65 | 16.481 | 12.01 | 6.597 | 1.554 | 0.185 | 0 | 0 | 0 | 0 | 0
PV | 13 | 6 | 0 | 0 | 0 | 0 | 0.0067742 | 0.87871 | 5.0748 | 10.8648 | 15.6939 | 19.1603 | 21.241 | 22.0558 | 21.5274 | 19.7052 | 16.5629 | 12.1355 | 6.7568 | 1.649 | 0.10839 | 0 | 0 | 0 | 0 | 0
PV | 13 | 7 | 0 | 0 | 0 | 0 | 0 | 0.6029 | 4.8977 | 10.9142 | 15.9223 | 19.4971 | 21.6377 | 22.4855 | 21.9281 | 20.0139 | 16.7381 | 12.0706 | 6.4123 | 1.2871 | 0.0019355 | 0 | 0 | 0 | 0 | 0
PV | 13 | 8 | 0 | 0 | 0 | 0 | 0 | 0.105 | 4.235 | 10.807 | 16.288 | 20.136 | 22.368 | 23.218 | 22.596 | 20.549 | 17 | 11.887 | 5.593 | 0.42 | 0 | 0 | 0 | 0 | 0 | 0
PV | 13 | 9 | 0 | 0 | 0 | 0 | 0 | 0 | 1.891 | 8.2306 | 14.5752 | 18.7742 | 21.2545 | 22.0877 | 20.999 | 18.5971 | 14.8606 | 9.7723 | 3.6174 | 0.012581 | 0 | 0 | 0 | 0 | 0 | 0
PV | 13 | 10 | 0 | 0 | 0 | 0 | 0 | 0 | 0.32 | 4.678 | 10.518 | 14.976 | 17.736 | 18.586 | 18.002 | 16.066 | 12.517 | 7.242 | 1.111 | 0 | 0 | 0 | 0 | 0 | 0 | 0
PV | 13 | 11 | 0 | 0 | 0 | 0 | 0 | 0 | 0.0077419 | 4.6229 | 11.249 | 16.0916 | 18.6871 | 19.5174 | 18.8255 | 16.4371 | 11.8539 | 6.0406 | 0.28839 | 0 | 0 | 0 | 0 | 0 | 0 | 0
PV | 14 | 0 | 0 | 0 | 0 | 0 | 0 | 0 | 0.087097 | 4.4903 | 9.4461 | 13.62 | 16.4313 | 17.5635 | 16.9994 | 14.9555 | 10.949 | 5.6013 | 0.59516 | 0 | 0 | 0 | 0 | 0 | 0 | 0
PV | 14 | 1 | 0 | 0 | 0 | 0 | 0 | 0 | 0.83571 | 5.6904 | 10.8321 | 14.9679 | 17.6957 | 18.8882 | 18.4104 | 16.1946 | 11.9529 | 7.1025 | 1.7464 | 0 | 0 | 0 | 0 | 0 | 0 | 0
PV | 14 | 2 | 0 | 0 | 0 | 0 | 0 | 0.014516 | 2.1058 | 6.8506 | 11.6806 | 16.1874 | 19.0752 | 20.5965 | 20.0806 | 17.489 | 13.7545 | 9.3106 | 3.8371 | 0.17129 | 0 | 0 | 0 | 0 | 0 | 0
PV | 14 | 3 | 0 | 0 | 0 | 0 | 0 | 0.353 | 4.161 | 9.884 | 15.073 | 18.84 | 21.098 | 21.995 | 21.55 | 19.366 | 15.741 | 10.99 | 5.505 | 0.886 | 0 | 0 | 0 | 0 | 0 | 0
PV | 14 | 4 | 0 | 0 | 0 | 0 | 0 | 0.99871 | 5.2597 | 10.8426 | 15.8197 | 19.4758 | 21.7045 | 22.5019 | 21.7713 | 19.8319 | 16.2687 | 11.6265 | 6.0639 | 1.3432 | 0.048387 | 0 | 0 | 0 | 0 | 0
PV | 14 | 5 | 0 | 0 | 0 | 0 | 0.025 | 1.084 | 5.294 | 10.874 | 15.633 | 19.099 | 21.195 | 22.033 | 21.492 | 19.65 | 16.481 | 12.01 | 6.597 | 1.554 | 0.185 | 0 | 0 | 0 | 0 | 0
PV | 14 | 6 | 0 | 0 | 0 | 0 | 0.0067742 | 0.87871 | 5.0748 | 10.8648 | 15.6939 | 19.1603 | 21.241 | 22.0558 | 21.5274 | 19.7052 | 16.5629 | 12.1355 | 6.7568 | 1.649 | 0.10839 | 0 | 0 | 0 | 0 | 0
PV | 14 | 7 | 0 | 0 | 0 | 0 | 0 | 0.6029 | 4.8977 | 10.9142 | 15.9223 | 19.4971 | 21.6377 | 22.4855 | 21.9281 | 20.0139 | 16.7381 | 12.0706 | 6.4123 | 1.2871 | 0.0019355 | 0 | 0 | 0 | 0 | 0
PV | 14 | 8 | 0 | 0 | 0 | 0 | 0 | 0.105 | 4.235 | 10.807 | 16.288 | 20.136 | 22.368 | 23.218 | 22.596 | 20.549 | 17 | 11.887 | 5.593 | 0.42 | 0 | 0 | 0 | 0 | 0 | 0
PV | 14 | 9 | 0 | 0 | 0 | 0 | 0 | 0 | 1.891 | 8.2306 | 14.5752 | 18.7742 | 21.2545 | 22.0877 | 20.999 | 18.5971 | 14.8606 | 9.7723 | 3.6174 | 0.012581 | 0 | 0 | 0 | 0 | 0 | 0
PV | 14 | 10 | 0 | 0 | 0 | 0 | 0 | 0 | 0.32 | 4.678 | 10.518 | 14.976 | 17.736 | 18.586 | 18.002 | 16.066 | 12.517 | 7.242 | 1.111 | 0 | 0 | 0 | 0 | 0 | 0 | 0
PV | 14 | 11 | 0 | 0 | 0 | 0 | 0 | 0 | 0.0077419 | 4.6229 | 11.249 | 16.0916 | 18.6871 | 19.5174 | 18.8255 | 16.4371 | 11.8539 | 6.0406 | 0.28839 | 0 | 0 | 0 | 0 | 0 | 0 | 0
PV | 15 | 0 | 0 | 0 | 0 | 0 | 0 | 0 | 0.087097 | 4.4903 | 9.4461 | 13.62 | 16.4313 | 17.5635 | 16.9994 | 14.9555 | 10.949 | 5.6013 | 0.59516 | 0 | 0 | 0 | 0 | 0 | 0 | 0
PV | 15 | 1 | 0 | 0 | 0 | 0 | 0 | 0 | 0.83571 | 5.6904 | 10.8321 | 14.9679 | 17.6957 | 18.8882 | 18.4104 | 16.1946 | 11.9529 | 7.1025 | 1.7464 | 0 | 0 | 0 | 0 | 0 | 0 | 0
PV | 15 | 2 | 0 | 0 | 0 | 0 | 0 | 0.014516 | 2.1058 | 6.8506 | 11.6806 | 16.1874 | 19.0752 | 20.5965 | 20.0806 | 17.489 | 13.7545 | 9.3106 | 3.8371 | 0.17129 | 0 | 0 | 0 | 0 | 0 | 0
PV | 15 | 3 | 0 | 0 | 0 | 0 | 0 | 0.353 | 4.161 | 9.884 | 15.073 | 18.84 | 21.098 | 21.995 | 21.55 | 19.366 | 15.741 | 10.99 | 5.505 | 0.886 | 0 | 0 | 0 | 0 | 0 | 0
PV | 15 | 4 | 0 | 0 | 0 | 0 | 0 | 0.99871 | 5.2597 | 10.8426 | 15.8197 | 19.4758 | 21.7045 | 22.5019 | 21.7713 | 19.8319 | 16.2687 | 11.6265 | 6.0639 | 1.3432 | 0.048387 | 0 | 0 | 0 | 0 | 0
PV | 15 | 5 | 0 | 0 | 0 | 0 | 0.025 | 1.084 | 5.294 | 10.874 | 15.633 | 19.099 | 21.195 | 22.033 | 21.492 | 19.65 | 16.481 | 12.01 | 6.597 | 1.554 | 0.185 | 0 | 0 | 0 | 0 | 0
PV | 15 | 6 | 0 | 0 | 0 | 0 | 0.0067742 | 0.87871 | 5.0748 | 10.8648 | 15.6939 | 19.1603 | 21.241 | 22.0558 | 21.5274 | 19.7052 | 16.5629 | 12.1355 | 6.7568 | 1.649 | 0.10839 | 0 | 0 | 0 | 0 | 0
PV | 15 | 7 | 0 | 0 | 0 | 0 | 0 | 0.6029 | 4.8977 | 10.9142 | 15.9223 | 19.4971 | 21.6377 | 22.4855 | 21.9281 | 20.0139 | 16.7381 | 12.0706 | 6.4123 | 1.2871 | 0.0019355 | 0 | 0 | 0 | 0 | 0
PV | 15 | 8 | 0 | 0 | 0 | 0 | 0 | 0.105 | 4.235 | 10.807 | 16.288 | 20.136 | 22.368 | 23.218 | 22.596 | 20.549 | 17 | 11.887 | 5.593 | 0.42 | 0 | 0 | 0 | 0 | 0 | 0
PV | 15 | 9 | 0 | 0 | 0 | 0 | 0 | 0 | 1.891 | 8.2306 | 14.5752 | 18.7742 | 21.2545 | 22.0877 | 20.999 | 18.5971 | 14.8606 | 9.7723 | 3.6174 | 0.012581 | 0 | 0 | 0 | 0 | 0 | 0
PV | 15 | 10 | 0 | 0 | 0 | 0 | 0 | 0 | 0.32 | 4.678 | 10.518 | 14.976 | 17.736 | 18.586 | 18.002 | 16.066 | 12.517 | 7.242 | 1.111 | 0 | 0 | 0 | 0 | 0 | 0 | 0
PV | 15 | 11 | 0 | 0 | 0 | 0 | 0 | 0 | 0.0077419 | 4.6229 | 11.249 | 16.0916 | 18.6871 | 19.5174 | 18.8255 | 16.4371 | 11.8539 | 6.0406 | 0.28839 | 0 | 0 | 0 | 0 | 0 | 0 | 0
PV | 16 | 0 | 0 | 0 | 0 | 0 | 0 | 0 | 0.087097 | 4.4903 | 9.4461 | 13.62 | 16.4313 | 17.5635 | 16.9994 | 14.9555 | 10.949 | 5.6013 | 0.59516 | 0 | 0 | 0 | 0 | 0 | 0 | 0
PV | 16 | 1 | 0 | 0 | 0 | 0 | 0 | 0 | 0.83571 | 5.6904 | 10.8321 | 14.9679 | 17.6957 | 18.8882 | 18.4104 | 16.1946 | 11.9529 | 7.1025 | 1.7464 | 0 | 0 | 0 | 0 | 0 | 0 | 0
PV | 16 | 2 | 0 | 0 | 0 | 0 | 0 | 0.014516 | 2.1058 | 6.8506 | 11.6806 | 16.1874 | 19.0752 | 20.5965 | 20.0806 | 17.489 | 13.7545 | 9.3106 | 3.8371 | 0.17129 | 0 | 0 | 0 | 0 | 0 | 0
PV | 16 | 3 | 0 | 0 | 0 | 0 | 0 | 0.353 | 4.161 | 9.884 | 15.073 | 18.84 | 21.098 | 21.995 | 21.55 | 19.366 | 15.741 | 10.99 | 5.505 | 0.886 | 0 | 0 | 0 | 0 | 0 | 0
PV | 16 | 4 | 0 | 0 | 0 | 0 | 0 | 0.99871 | 5.2597 | 10.8426 | 15.8197 | 19.4758 | 21.7045 | 22.5019 | 21.7713 | 19.8319 | 16.2687 | 11.6265 | 6.0639 | 1.3432 | 0.048387 | 0 | 0 | 0 | 0 | 0
PV | 16 | 5 | 0 | 0 | 0 | 0 | 0.025 | 1.084 | 5.294 | 10.874 | 15.633 | 19.099 | 21.195 | 22.033 | 21.492 | 19.65 | 16.481 | 12.01 | 6.597 | 1.554 | 0.185 | 0 | 0 | 0 | 0 | 0
PV | 16 | 6 | 0 | 0 | 0 | 0 | 0.0067742 | 0.87871 | 5.0748 | 10.8648 | 15.6939 | 19.1603 | 21.241 | 22.0558 | 21.5274 | 19.7052 | 16.5629 | 12.1355 | 6.7568 | 1.649 | 0.10839 | 0 | 0 | 0 | 0 | 0
PV | 16 | 7 | 0 | 0 | 0 | 0 | 0 | 0.6029 | 4.8977 | 10.9142 | 15.9223 | 19.4971 | 21.6377 | 22.4855 | 21.9281 | 20.0139 | 16.7381 | 12.0706 | 6.4123 | 1.2871 | 0.0019355 | 0 | 0 | 0 | 0 | 0
PV | 16 | 8 | 0 | 0 | 0 | 0 | 0 | 0.105 | 4.235 | 10.807 | 16.288 | 20.136 | 22.368 | 23.218 | 22.596 | 20.549 | 17 | 11.887 | 5.593 | 0.42 | 0 | 0 | 0 | 0 | 0 | 0
PV | 16 | 9 | 0 | 0 | 0 | 0 | 0 | 0 | 1.891 | 8.2306 | 14.5752 | 18.7742 | 21.2545 | 22.0877 | 20.999 | 18.5971 | 14.8606 | 9.7723 | 3.6174 | 0.012581 | 0 | 0 | 0 | 0 | 0 | 0
PV | 16 | 10 | 0 | 0 | 0 | 0 | 0 | 0 | 0.32 | 4.678 | 10.518 | 14.976 | 17.736 | 18.586 | 18.002 | 16.066 | 12.517 | 7.242 | 1.111 | 0 | 0 | 0 | 0 | 0 | 0 | 0
PV | 16 | 11 | 0 | 0 | 0 | 0 | 0 | 0 | 0.0077419 | 4.6229 | 11.249 | 16.0916 | 18.6871 | 19.5174 | 18.8255 | 16.4371 | 11.8539 | 6.0406 | 0.28839 | 0 | 0 | 0 | 0 | 0 | 0 | 0
PV | 17 | 0 | 0 | 0 | 0 | 0 | 0 | 0 | 0.087097 | 4.4903 | 9.4461 | 13.62 | 16.4313 | 17.5635 | 16.9994 | 14.9555 | 10.949 | 5.6013 | 0.59516 | 0 | 0 | 0 | 0 | 0 | 0 | 0
PV | 17 | 1 | 0 | 0 | 0 | 0 | 0 | 0 | 0.83571 | 5.6904 | 10.8321 | 14.9679 | 17.6957 | 18.8882 | 18.4104 | 16.1946 | 11.9529 | 7.1025 | 1.7464 | 0 | 0 | 0 | 0 | 0 | 0 | 0
PV | 17 | 2 | 0 | 0 | 0 | 0 | 0 | 0.014516 | 2.1058 | 6.8506 | 11.6806 | 16.1874 | 19.0752 | 20.5965 | 20.0806 | 17.489 | 13.7545 | 9.3106 | 3.8371 | 0.17129 | 0 | 0 | 0 | 0 | 0 | 0
PV | 17 | 3 | 0 | 0 | 0 | 0 | 0 | 0.353 | 4.161 | 9.884 | 15.073 | 18.84 | 21.098 | 21.995 | 21.55 | 19.366 | 15.741 | 10.99 | 5.505 | 0.886 | 0 | 0 | 0 | 0 | 0 | 0
PV | 17 | 4 | 0 | 0 | 0 | 0 | 0 | 0.99871 | 5.2597 | 10.8426 | 15.8197 | 19.4758 | 21.7045 | 22.5019 | 21.7713 | 19.8319 | 16.2687 | 11.6265 | 6.0639 | 1.3432 | 0.048387 | 0 | 0 | 0 | 0 | 0
PV | 17 | 5 | 0 | 0 | 0 | 0 | 0.025 | 1.084 | 5.294 | 10.874 | 15.633 | 19.099 | 21.195 | 22.033 | 21.492 | 19.65 | 16.481 | 12.01 | 6.597 | 1.554 | 0.185 | 0 | 0 | 0 | 0 | 0
PV | 17 | 6 | 0 | 0 | 0 | 0 | 0.0067742 | 0.87871 | 5.0748 | 10.8648 | 15.6939 | 19.1603 | 21.241 | 22.0558 | 21.5274 | 19.7052 | 16.5629 | 12.1355 | 6.7568 | 1.649 | 0.10839 | 0 | 0 | 0 | 0 | 0
PV | 17 | 7 | 0 | 0 | 0 | 0 | 0 | 0.6029 | 4.8977 | 10.9142 | 15.9223 | 19.4971 | 21.6377 | 22.4855 | 21.9281 | 20.0139 | 16.7381 | 12.0706 | 6.4123 | 1.2871 | 0.0019355 | 0 | 0 | 0 | 0 | 0
PV | 17 | 8 | 0 | 0 | 0 | 0 | 0 | 0.105 | 4.235 | 10.807 | 16.288 | 20.136 | 22.368 | 23.218 | 22.596 | 20.549 | 17 | 11.887 | 5.593 | 0.42 | 0 | 0 | 0 | 0 | 0 | 0
PV | 17 | 9 | 0 | 0 | 0 | 0 | 0 | 0 | 1.891 | 8.2306 | 14.5752 | 18.7742 | 21.2545 | 22.0877 | 20.999 | 18.5971 | 14.8606 | 9.7723 | 3.6174 | 0.012581 | 0 | 0 | 0 | 0 | 0 | 0
PV | 17 | 10 | 0 | 0 | 0 | 0 | 0 | 0 | 0.32 | 4.678 | 10.518 | 14.976 | 17.736 | 18.586 | 18.002 | 16.066 | 12.517 | 7.242 | 1.111 | 0 | 0 | 0 | 0 | 0 | 0 | 0
PV | 17 | 11 | 0 | 0 | 0 | 0 | 0 | 0 | 0.0077419 | 4.6229 | 11.249 | 16.0916 | 18.6871 | 19.5174 | 18.8255 | 16.4371 | 11.8539 | 6.0406 | 0.28839 | 0 | 0 | 0 | 0 | 0 | 0 | 0
PV | 18 | 0 | 0 | 0 | 0 | 0 | 0 | 0 | 0.087097 | 4.4903 | 9.4461 | 13.62 | 16.4313 | 17.5635 | 16.9994 | 14.9555 | 10.949 | 5.6013 | 0.59516 | 0 | 0 | 0 | 0 | 0 | 0 | 0
PV | 18 | 1 | 0 | 0 | 0 | 0 | 0 | 0 | 0.83571 | 5.6904 | 10.8321 | 14.9679 | 17.6957 | 18.8882 | 18.4104 | 16.1946 | 11.9529 | 7.1025 | 1.7464 | 0 | 0 | 0 | 0 | 0 | 0 | 0
PV | 18 | 2 | 0 | 0 | 0 | 0 | 0 | 0.014516 | 2.1058 | 6.8506 | 11.6806 | 16.1874 | 19.0752 | 20.5965 | 20.0806 | 17.489 | 13.7545 | 9.3106 | 3.8371 | 0.17129 | 0 | 0 | 0 | 0 | 0 | 0
PV | 18 | 3 | 0 | 0 | 0 | 0 | 0 | 0.353 | 4.161 | 9.884 | 15.073 | 18.84 | 21.098 | 21.995 | 21.55 | 19.366 | 15.741 | 10.99 | 5.505 | 0.886 | 0 | 0 | 0 | 0 | 0 | 0
PV | 18 | 4 | 0 | 0 | 0 | 0 | 0 | 0.99871 | 5.2597 | 10.8426 | 15.8197 | 19.4758 | 21.7045 | 22.5019 | 21.7713 | 19.8319 | 16.2687 | 11.6265 | 6.0639 | 1.3432 | 0.048387 | 0 | 0 | 0 | 0 | 0
PV | 18 | 5 | 0 | 0 | 0 | 0 | 0.025 | 1.084 | 5.294 | 10.874 | 15.633 | 19.099 | 21.195 | 22.033 | 21.492 | 19.65 | 16.481 | 12.01 | 6.597 | 1.554 | 0.185 | 0 | 0 | 0 | 0 | 0
PV | 18 | 6 | 0 | 0 | 0 | 0 | 0.0067742 | 0.87871 | 5.0748 | 10.8648 | 15.6939 | 19.1603 | 21.241 | 22.0558 | 21.5274 | 19.7052 | 16.5629 | 12.1355 | 6.7568 | 1.649 | 0.10839 | 0 | 0 | 0 | 0 | 0
PV | 18 | 7 | 0 | 0 | 0 | 0 | 0 | 0.6029 | 4.8977 | 10.9142 | 15.9223 | 19.4971 | 21.6377 | 22.4855 | 21.9281 | 20.0139 | 16.7381 | 12.0706 | 6.4123 | 1.2871 | 0.0019355 | 0 | 0 | 0 | 0 | 0
PV | 18 | 8 | 0 | 0 | 0 | 0 | 0 | 0.105 | 4.235 | 10.807 | 16.288 | 20.136 | 22.368 | 23.218 | 22.596 | 20.549 | 17 | 11.887 | 5.593 | 0.42 | 0 | 0 | 0 | 0 | 0 | 0
PV | 18 | 9 | 0 | 0 | 0 | 0 | 0 | 0 | 1.891 | 8.2306 | 14.5752 | 18.7742 | 21.2545 | 22.0877 | 20.999 | 18.5971 | 14.8606 | 9.7723 | 3.6174 | 0.012581 | 0 | 0 | 0 | 0 | 0 | 0
PV | 18 | 10 | 0 | 0 | 0 | 0 | 0 | 0 | 0.32 | 4.678 | 10.518 | 14.976 | 17.736 | 18.586 | 18.002 | 16.066 | 12.517 | 7.242 | 1.111 | 0 | 0 | 0 | 0 | 0 | 0 | 0
PV | 18 | 11 | 0 | 0 | 0 | 0 | 0 | 0 | 0.0077419 | 4.6229 | 11.249 | 16.0916 | 18.6871 | 19.5174 | 18.8255 | 16.4371 | 11.8539 | 6.0406 | 0.28839 | 0 | 0 | 0 | 0 | 0 | 0 | 0
PV | 19 | 0 | 0 | 0 | 0 | 0 | 0 | 0 | 0.087097 | 4.4903 | 9.4461 | 13.62 | 16.4313 | 17.5635 | 16.9994 | 14.9555 | 10.949 | 5.6013 | 0.59516 | 0 | 0 | 0 | 0 | 0 | 0 | 0
PV | 19 | 1 | 0 | 0 | 0 | 0 | 0 | 0 | 0.83571 | 5.6904 | 10.8321 | 14.9679 | 17.6957 | 18.8882 | 18.4104 | 16.1946 | 11.9529 | 7.1025 | 1.7464 | 0 | 0 | 0 | 0 | 0 | 0 | 0
PV | 19 | 2 | 0 | 0 | 0 | 0 | 0 | 0.014516 | 2.1058 | 6.8506 | 11.6806 | 16.1874 | 19.0752 | 20.5965 | 20.0806 | 17.489 | 13.7545 | 9.3106 | 3.8371 | 0.17129 | 0 | 0 | 0 | 0 | 0 | 0
PV | 19 | 3 | 0 | 0 | 0 | 0 | 0 | 0.353 | 4.161 | 9.884 | 15.073 | 18.84 | 21.098 | 21.995 | 21.55 | 19.366 | 15.741 | 10.99 | 5.505 | 0.886 | 0 | 0 | 0 | 0 | 0 | 0
PV | 19 | 4 | 0 | 0 | 0 | 0 | 0 | 0.99871 | 5.2597 | 10.8426 | 15.8197 | 19.4758 | 21.7045 | 22.5019 | 21.7713 | 19.8319 | 16.2687 | 11.6265 | 6.0639 | 1.3432 | 0.048387 | 0 | 0 | 0 | 0 | 0
PV | 19 | 5 | 0 | 0 | 0 | 0 | 0.025 | 1.084 | 5.294 | 10.874 | 15.633 | 19.099 | 21.195 | 22.033 | 21.492 | 19.65 | 16.481 | 12.01 | 6.597 | 1.554 | 0.185 | 0 | 0 | 0 | 0 | 0
PV | 19 | 6 | 0 | 0 | 0 | 0 | 0.0067742 | 0.87871 | 5.0748 | 10.8648 | 15.6939 | 19.1603 | 21.241 | 22.0558 | 21.5274 | 19.7052 | 16.5629 | 12.1355 | 6.7568 | 1.649 | 0.10839 | 0 | 0 | 0 | 0 | 0
PV | 19 | 7 | 0 | 0 | 0 | 0 | 0 | 0.6029 | 4.8977 | 10.9142 | 15.9223 | 19.4971 | 21.6377 | 22.4855 | 21.9281 | 20.0139 | 16.7381 | 12.0706 | 6.4123 | 1.2871 | 0.0019355 | 0 | 0 | 0 | 0 | 0
PV | 19 | 8 | 0 | 0 | 0 | 0 | 0 | 0.105 | 4.235 | 10.807 | 16.288 | 20.136 | 22.368 | 23.218 | 22.596 | 20.549 | 17 | 11.887 | 5.593 | 0.42 | 0 | 0 | 0 | 0 | 0 | 0
PV | 19 | 9 | 0 | 0 | 0 | 0 | 0 | 0 | 1.891 | 8.2306 | 14.5752 | 18.7742 | 21.2545 | 22.0877 | 20.999 | 18.5971 | 14.8606 | 9.7723 | 3.6174 | 0.012581 | 0 | 0 | 0 | 0 | 0 | 0
PV | 19 | 10 | 0 | 0 | 0 | 0 | 0 | 0 | 0.32 | 4.678 | 10.518 | 14.976 | 17.736 | 18.586 | 18.002 | 16.066 | 12.517 | 7.242 | 1.111 | 0 | 0 | 0 | 0 | 0 | 0 | 0
PV | 19 | 11 | 0 | 0 | 0 | 0 | 0 | 0 | 0.0077419 | 4.6229 | 11.249 | 16.0916 | 18.6871 | 19.5174 | 18.8255 | 16.4371 | 11.8539 | 6.0406 | 0.28839 | 0 | 0 | 0 | 0 | 0 | 0 | 0
Wind | 0 | 0 | 0 | 0 | 0 | 0 | 0 | 0 | 0 | 0 | 0 | 0 | 0 | 0 | 0 | 0 | 0 | 0 | 0 | 0 | 0 | 0 | 0 | 0 | 0 | 0
Wind | 0 | 1 | 0 | 0 | 0 | 0 | 0 | 0 | 0 | 0 | 0 | 0 | 0 | 0 | 0 | 0 | 0 | 0 | 0 | 0 | 0 | 0 | 0 | 0 | 0 | 0
Wind | 0 | 2 | 0 | 0 | 0 | 0 | 0 | 0 | 0 | 0 | 0 | 0 | 0 | 0 | 0 | 0 | 0 | 0 | 0 | 0 | 0 | 0 | 0 | 0 | 0 | 0
Wind | 0 | 3 | 0 | 0 | 0 | 0 | 0 | 0 | 0 | 0 | 0 | 0 | 0 | 0 | 0 | 0 | 0 | 0 | 0 | 0 | 0 | 0 | 0 | 0 | 0 | 0
Wind | 0 | 4 | 0 | 0 | 0 | 0 | 0 | 0 | 0 | 0 | 0 | 0 | 0 | 0 | 0 | 0 | 0 | 0 | 0 | 0 | 0 | 0 | 0 | 0 | 0 | 0
Wind | 0 | 5 | 0 | 0 | 0 | 0 | 0 | 0 | 0 | 0 | 0 | 0 | 0 | 0 | 0 | 0 | 0 | 0 | 0 | 0 | 0 | 0 | 0 | 0 | 0 | 0
Wind | 0 | 6 | 0 | 0 | 0 | 0 | 0 | 0 | 0 | 0 | 0 | 0 | 0 | 0 | 0 | 0 | 0 | 0 | 0 | 0 | 0 | 0 | 0 | 0 | 0 | 0
Wind | 0 | 7 | 0 | 0 | 0 | 0 | 0 | 0 | 0 | 0 | 0 | 0 | 0 | 0 | 0 | 0 | 0 | 0 | 0 | 0 | 0 | 0 | 0 | 0 | 0 | 0
Wind | 0 | 8 | 0 | 0 | 0 | 0 | 0 | 0 | 0 | 0 | 0 | 0 | 0 | 0 | 0 | 0 | 0 | 0 | 0 | 0 | 0 | 0 | 0 | 0 | 0 | 0
Wind | 0 | 9 | 0 | 0 | 0 | 0 | 0 | 0 | 0 | 0 | 0 | 0 | 0 | 0 | 0 | 0 | 0 | 0 | 0 | 0 | 0 | 0 | 0 | 0 | 0 | 0
Wind | 0 | 10 | 0 | 0 | 0 | 0 | 0 | 0 | 0 | 0 | 0 | 0 | 0 | 0 | 0 | 0 | 0 | 0 | 0 | 0 | 0 | 0 | 0 | 0 | 0 | 0
Wind | 0 | 11 | 0 | 0 | 0 | 0 | 0 | 0 | 0 | 0 | 0 | 0 | 0 | 0 | 0 | 0 | 0 | 0 | 0 | 0 | 0 | 0 | 0 | 0 | 0 | 0
Wind | 1 | 0 | 0 | 0 | 0 | 0 | 0 | 0 | 0 | 0 | 0 | 0 | 0 | 0 | 0 | 0 | 0 | 0 | 0 | 0 | 0 | 0 | 0 | 0 | 0 | 0
Wind | 1 | 1 | 0 | 0 | 0 | 0 | 0 | 0 | 0 | 0 | 0 | 0 | 0 | 0 | 0 | 0 | 0 | 0 | 0 | 0 | 0 | 0 | 0 | 0 | 0 | 0
Wind | 1 | 2 | 0 | 0 | 0 | 0 | 0 | 0 | 0 | 0 | 0 | 0 | 0 | 0 | 0 | 0 | 0 | 0 | 0 | 0 | 0 | 0 | 0 | 0 | 0 | 0
Wind | 1 | 3 | 0 | 0 | 0 | 0 | 0 | 0 | 0 | 0 | 0 | 0 | 0 | 0 | 0 | 0 | 0 | 0 | 0 | 0 | 0 | 0 | 0 | 0 | 0 | 0
Wind | 1 | 4 | 0 | 0 | 0 | 0 | 0 | 0 | 0 | 0 | 0 | 0 | 0 | 0 | 0 | 0 | 0 | 0 | 0 | 0 | 0 | 0 | 0 | 0 | 0 | 0
Wind | 1 | 5 | 0 | 0 | 0 | 0 | 0 | 0 | 0 | 0 | 0 | 0 | 0 | 0 | 0 | 0 | 0 | 0 | 0 | 0 | 0 | 0 | 0 | 0 | 0 | 0
Wind | 1 | 6 | 0 | 0 | 0 | 0 | 0 | 0 | 0 | 0 | 0 | 0 | 0 | 0 | 0 | 0 | 0 | 0 | 0 | 0 | 0 | 0 | 0 | 0 | 0 | 0
Wind | 1 | 7 | 0 | 0 | 0 | 0 | 0 | 0 | 0 | 0 | 0 | 0 | 0 | 0 | 0 | 0 | 0 | 0 | 0 | 0 | 0 | 0 | 0 | 0 | 0 | 0
Wind | 1 | 8 | 0 | 0 | 0 | 0 | 0 | 0 | 0 | 0 | 0 | 0 | 0 | 0 | 0 | 0 | 0 | 0 | 0 | 0 | 0 | 0 | 0 | 0 | 0 | 0
Wind | 1 | 9 | 0 | 0 | 0 | 0 | 0 | 0 | 0 | 0 | 0 | 0 | 0 | 0 | 0 | 0 | 0 | 0 | 0 | 0 | 0 | 0 | 0 | 0 | 0 | 0
Wind | 1 | 10 | 0 | 0 | 0 | 0 | 0 | 0 | 0 | 0 | 0 | 0 | 0 | 0 | 0 | 0 | 0 | 0 | 0 | 0 | 0 | 0 | 0 | 0 | 0 | 0
Wind | 1 | 11 | 0 | 0 | 0 | 0 | 0 | 0 | 0 | 0 | 0 | 0 | 0 | 0 | 0 | 0 | 0 | 0 | 0 | 0 | 0 | 0 | 0 | 0 | 0 | 0
Wind | 2 | 0 | 0 | 0 | 0 | 0 | 0 | 0 | 0 | 0 | 0 | 0 | 0 | 0 | 0 | 0 | 0 | 0 | 0 | 0 | 0 | 0 | 0 | 0 | 0 | 0
Wind | 2 | 1 | 0 | 0 | 0 | 0 | 0 | 0 | 0 | 0 | 0 | 0 | 0 | 0 | 0 | 0 | 0 | 0 | 0 | 0 | 0 | 0 | 0 | 0 | 0 | 0
Wind | 2 | 2 | 0 | 0 | 0 | 0 | 0 | 0 | 0 | 0 | 0 | 0 | 0 | 0 | 0 | 0 | 0 | 0 | 0 | 0 | 0 | 0 | 0 | 0 | 0 | 0
Wind | 2 | 3 | 0 | 0 | 0 | 0 | 0 | 0 | 0 | 0 | 0 | 0 | 0 | 0 | 0 | 0 | 0 | 0 | 0 | 0 | 0 | 0 | 0 | 0 | 0 | 0
Wind | 2 | 4 | 0 | 0 | 0 | 0 | 0 | 0 | 0 | 0 | 0 | 0 | 0 | 0 | 0 | 0 | 0 | 0 | 0 | 0 | 0 | 0 | 0 | 0 | 0 | 0
Wind | 2 | 5 | 0 | 0 | 0 | 0 | 0 | 0 | 0 | 0 | 0 | 0 | 0 | 0 | 0 | 0 | 0 | 0 | 0 | 0 | 0 | 0 | 0 | 0 | 0 | 0
Wind | 2 | 6 | 0 | 0 | 0 | 0 | 0 | 0 | 0 | 0 | 0 | 0 | 0 | 0 | 0 | 0 | 0 | 0 | 0 | 0 | 0 | 0 | 0 | 0 | 0 | 0
Wind | 2 | 7 | 0 | 0 | 0 | 0 | 0 | 0 | 0 | 0 | 0 | 0 | 0 | 0 | 0 | 0 | 0 | 0 | 0 | 0 | 0 | 0 | 0 | 0 | 0 | 0
Wind | 2 | 8 | 0 | 0 | 0 | 0 | 0 | 0 | 0 | 0 | 0 | 0 | 0 | 0 | 0 | 0 | 0 | 0 | 0 | 0 | 0 | 0 | 0 | 0 | 0 | 0
Wind | 2 | 9 | 0 | 0 | 0 | 0 | 0 | 0 | 0 | 0 | 0 | 0 | 0 | 0 | 0 | 0 | 0 | 0 | 0 | 0 | 0 | 0 | 0 | 0 | 0 | 0
Wind | 2 | 10 | 0 | 0 | 0 | 0 | 0 | 0 | 0 | 0 | 0 | 0 | 0 | 0 | 0 | 0 | 0 | 0 | 0 | 0 | 0 | 0 | 0 | 0 | 0 | 0
Wind | 2 | 11 | 0 | 0 | 0 | 0 | 0 | 0 | 0 | 0 | 0 | 0 | 0 | 0 | 0 | 0 | 0 | 0 | 0 | 0 | 0 | 0 | 0 | 0 | 0 | 0
Wind | 3 | 0 | 0 | 0 | 0 | 0 | 0 | 0 | 0 | 0 | 0 | 0 | 0 | 0 | 0 | 0 | 0 | 0 | 0 | 0 | 0 | 0 | 0 | 0 | 0 | 0
Wind | 3 | 1 | 0 | 0 | 0 | 0 | 0 | 0 | 0 | 0 | 0 | 0 | 0 | 0 | 0 | 0 | 0 | 0 | 0 | 0 | 0 | 0 | 0 | 0 | 0 | 0
Wind | 3 | 2 | 0 | 0 | 0 | 0 | 0 | 0 | 0 | 0 | 0 | 0 | 0 | 0 | 0 | 0 | 0 | 0 | 0 | 0 | 0 | 0 | 0 | 0 | 0 | 0
Wind | 3 | 3 | 0 | 0 | 0 | 0 | 0 | 0 | 0 | 0 | 0 | 0 | 0 | 0 | 0 | 0 | 0 | 0 | 0 | 0 | 0 | 0 | 0 | 0 | 0 | 0
Wind | 3 | 4 | 0 | 0 | 0 | 0 | 0 | 0 | 0 | 0 | 0 | 0 | 0 | 0 | 0 | 0 | 0 | 0 | 0 | 0 | 0 | 0 | 0 | 0 | 0 | 0
Wind | 3 | 5 | 0 | 0 | 0 | 0 | 0 | 0 | 0 | 0 | 0 | 0 | 0 | 0 | 0 | 0 | 0 | 0 | 0 | 0 | 0 | 0 | 0 | 0 | 0 | 0
Wind | 3 | 6 | 0 | 0 | 0 | 0 | 0 | 0 | 0 | 0 | 0 | 0 | 0 | 0 | 0 | 0 | 0 | 0 | 0 | 0 | 0 | 0 | 0 | 0 | 0 | 0
Wind | 3 | 7 | 0 | 0 | 0 | 0 | 0 | 0 | 0 | 0 | 0 | 0 | 0 | 0 | 0 | 0 | 0 | 0 | 0 | 0 | 0 | 0 | 0 | 0 | 0 | 0
Wind | 3 | 8 | 0 | 0 | 0 | 0 | 0 | 0 | 0 | 0 | 0 | 0 | 0 | 0 | 0 | 0 | 0 | 0 | 0 | 0 | 0 | 0 | 0 | 0 | 0 | 0
Wind | 3 | 9 | 0 | 0 | 0 | 0 | 0 | 0 | 0 | 0 | 0 | 0 | 0 | 0 | 0 | 0 | 0 | 0 | 0 | 0 | 0 | 0 | 0 | 0 | 0 | 0
Wind | 3 | 10 | 0 | 0 | 0 | 0 | 0 | 0 | 0 | 0 | 0 | 0 | 0 | 0 | 0 | 0 | 0 | 0 | 0 | 0 | 0 | 0 | 0 | 0 | 0 | 0
Wind | 3 | 11 | 0 | 0 | 0 | 0 | 0 | 0 | 0 | 0 | 0 | 0 | 0 | 0 | 0 | 0 | 0 | 0 | 0 | 0 | 0 | 0 | 0 | 0 | 0 | 0
Wind | 4 | 0 | 0 | 0 | 0 | 0 | 0 | 0 | 0 | 0 | 0 | 0 | 0 | 0 | 0 | 0 | 0 | 0 | 0 | 0 | 0 | 0 | 0 | 0 | 0 | 0
Wind | 4 | 1 | 0 | 0 | 0 | 0 | 0 | 0 | 0 | 0 | 0 | 0 | 0 | 0 | 0 | 0 | 0 | 0 | 0 | 0 | 0 | 0 | 0 | 0 | 0 | 0
Wind | 4 | 2 | 0 | 0 | 0 | 0 | 0 | 0 | 0 | 0 | 0 | 0 | 0 | 0 | 0 | 0 | 0 | 0 | 0 | 0 | 0 | 0 | 0 | 0 | 0 | 0
Wind | 4 | 3 | 0 | 0 | 0 | 0 | 0 | 0 | 0 | 0 | 0 | 0 | 0 | 0 | 0 | 0 | 0 | 0 | 0 | 0 | 0 | 0 | 0 | 0 | 0 | 0
Wind | 4 | 4 | 0 | 0 | 0 | 0 | 0 | 0 | 0 | 0 | 0 | 0 | 0 | 0 | 0 | 0 | 0 | 0 | 0 | 0 | 0 | 0 | 0 | 0 | 0 | 0
Wind | 4 | 5 | 0 | 0 | 0 | 0 | 0 | 0 | 0 | 0 | 0 | 0 | 0 | 0 | 0 | 0 | 0 | 0 | 0 | 0 | 0 | 0 | 0 | 0 | 0 | 0
Wind | 4 | 6 | 0 | 0 | 0 | 0 | 0 | 0 | 0 | 0 | 0 | 0 | 0 | 0 | 0 | 0 | 0 | 0 | 0 | 0 | 0 | 0 | 0 | 0 | 0 | 0
Wind | 4 | 7 | 0 | 0 | 0 | 0 | 0 | 0 | 0 | 0 | 0 | 0 | 0 | 0 | 0 | 0 | 0 | 0 | 0 | 0 | 0 | 0 | 0 | 0 | 0 | 0
Wind | 4 | 8 | 0 | 0 | 0 | 0 | 0 | 0 | 0 | 0 | 0 | 0 | 0 | 0 | 0 | 0 | 0 | 0 | 0 | 0 | 0 | 0 | 0 | 0 | 0 | 0
Wind | 4 | 9 | 0 | 0 | 0 | 0 | 0 | 0 | 0 | 0 | 0 | 0 | 0 | 0 | 0 | 0 | 0 | 0 | 0 | 0 | 0 | 0 | 0 | 0 | 0 | 0
Wind | 4 | 10 | 0 | 0 | 0 | 0 | 0 | 0 | 0 | 0 | 0 | 0 | 0 | 0 | 0 | 0 | 0 | 0 | 0 | 0 | 0 | 0 | 0 | 0 | 0 | 0
Wind | 4 | 11 | 0 | 0 | 0 | 0 | 0 | 0 | 0 | 0 | 0 | 0 | 0 | 0 | 0 | 0 | 0 | 0 | 0 | 0 | 0 | 0 | 0 | 0 | 0 | 0
Wind | 5 | 0 | 0 | 0 | 0 | 0 | 0 | 0 | 0 | 0 | 0 | 0 | 0 | 0 | 0 | 0 | 0 | 0 | 0 | 0 | 0 | 0 | 0 | 0 | 0 | 0
Wind | 5 | 1 | 0 | 0 | 0 | 0 | 0 | 0 | 0 | 0 | 0 | 0 | 0 | 0 | 0 | 0 | 0 | 0 | 0 | 0 | 0 | 0 | 0 | 0 | 0 | 0
Wind | 5 | 2 | 0 | 0 | 0 | 0 | 0 | 0 | 0 | 0 | 0 | 0 | 0 | 0 | 0 | 0 | 0 | 0 | 0 | 0 | 0 | 0 | 0 | 0 | 0 | 0
Wind | 5 | 3 | 0 | 0 | 0 | 0 | 0 | 0 | 0 | 0 | 0 | 0 | 0 | 0 | 0 | 0 | 0 | 0 | 0 | 0 | 0 | 0 | 0 | 0 | 0 | 0
Wind | 5 | 4 | 0 | 0 | 0 | 0 | 0 | 0 | 0 | 0 | 0 | 0 | 0 | 0 | 0 | 0 | 0 | 0 | 0 | 0 | 0 | 0 | 0 | 0 | 0 | 0
Wind | 5 | 5 | 0 | 0 | 0 | 0 | 0 | 0 | 0 | 0 | 0 | 0 | 0 | 0 | 0 | 0 | 0 | 0 | 0 | 0 | 0 | 0 | 0 | 0 | 0 | 0
Wind | 5 | 6 | 0 | 0 | 0 | 0 | 0 | 0 | 0 | 0 | 0 | 0 | 0 | 0 | 0 | 0 | 0 | 0 | 0 | 0 | 0 | 0 | 0 | 0 | 0 | 0
Wind | 5 | 7 | 0 | 0 | 0 | 0 | 0 | 0 | 0 | 0 | 0 | 0 | 0 | 0 | 0 | 0 | 0 | 0 | 0 | 0 | 0 | 0 | 0 | 0 | 0 | 0
Wind | 5 | 8 | 0 | 0 | 0 | 0 | 0 | 0 | 0 | 0 | 0 | 0 | 0 | 0 | 0 | 0 | 0 | 0 | 0 | 0 | 0 | 0 | 0 | 0 | 0 | 0
Wind | 5 | 9 | 0 | 0 | 0 | 0 | 0 | 0 | 0 | 0 | 0 | 0 | 0 | 0 | 0 | 0 | 0 | 0 | 0 | 0 | 0 | 0 | 0 | 0 | 0 | 0
Wind | 5 | 10 | 0 | 0 | 0 | 0 | 0 | 0 | 0 | 0 | 0 | 0 | 0 | 0 | 0 | 0 | 0 | 0 | 0 | 0 | 0 | 0 | 0 | 0 | 0 | 0
Wind | 5 | 11 | 0 | 0 | 0 | 0 | 0 | 0 | 0 | 0 | 0 | 0 | 0 | 0 | 0 | 0 | 0 | 0 | 0 | 0 | 0 | 0 | 0 | 0 | 0 | 0
Wind | 6 | 0 | 0 | 0 | 0 | 0 | 0 | 0 | 0 | 0 | 0 | 0 | 0 | 0 | 0 | 0 | 0 | 0 | 0 | 0 | 0 | 0 | 0 | 0 | 0 | 0
Wind | 6 | 1 | 0 | 0 | 0 | 0 | 0 | 0 | 0 | 0 | 0 | 0 | 0 | 0 | 0 | 0 | 0 | 0 | 0 | 0 | 0 | 0 | 0 | 0 | 0 | 0
Wind | 6 | 2 | 0 | 0 | 0 | 0 | 0 | 0 | 0 | 0 | 0 | 0 | 0 | 0 | 0 | 0 | 0 | 0 | 0 | 0 | 0 | 0 | 0 | 0 | 0 | 0
Wind | 6 | 3 | 0 | 0 | 0 | 0 | 0 | 0 | 0 | 0 | 0 | 0 | 0 | 0 | 0 | 0 | 0 | 0 | 0 | 0 | 0 | 0 | 0 | 0 | 0 | 0
Wind | 6 | 4 | 0 | 0 | 0 | 0 | 0 | 0 | 0 | 0 | 0 | 0 | 0 | 0 | 0 | 0 | 0 | 0 | 0 | 0 | 0 | 0 | 0 | 0 | 0 | 0
Wind | 6 | 5 | 0 | 0 | 0 | 0 | 0 | 0 | 0 | 0 | 0 | 0 | 0 | 0 | 0 | 0 | 0 | 0 | 0 | 0 | 0 | 0 | 0 | 0 | 0 | 0
Wind | 6 | 6 | 0 | 0 | 0 | 0 | 0 | 0 | 0 | 0 | 0 | 0 | 0 | 0 | 0 | 0 | 0 | 0 | 0 | 0 | 0 | 0 | 0 | 0 | 0 | 0
Wind | 6 | 7 | 0 | 0 | 0 | 0 | 0 | 0 | 0 | 0 | 0 | 0 | 0 | 0 | 0 | 0 | 0 | 0 | 0 | 0 | 0 | 0 | 0 | 0 | 0 | 0
Wind | 6 | 8 | 0 | 0 | 0 | 0 | 0 | 0 | 0 | 0 | 0 | 0 | 0 | 0 | 0 | 0 | 0 | 0 | 0 | 0 | 0 | 0 | 0 | 0 | 0 | 0
Wind | 6 | 9 | 0 | 0 | 0 | 0 | 0 | 0 | 0 | 0 | 0 | 0 | 0 | 0 | 0 | 0 | 0 | 0 | 0 | 0 | 0 | 0 | 0 | 0 | 0 | 0
Wind | 6 | 10 | 0 | 0 | 0 | 0 | 0 | 0 | 0 | 0 | 0 | 0 | 0 | 0 | 0 | 0 | 0 | 0 | 0 | 0 | 0 | 0 | 0 | 0 | 0 | 0
Wind | 6 | 11 | 0 | 0 | 0 | 0 | 0 | 0 | 0 | 0 | 0 | 0 | 0 | 0 | 0 | 0 | 0 | 0 | 0 | 0 | 0 | 0 | 0 | 0 | 0 | 0
Wind | 7 | 0 | 0 | 0 | 0 | 0 | 0 | 0 | 0 | 0 | 0 | 0 | 0 | 0 | 0 | 0 | 0 | 0 | 0 | 0 | 0 | 0 | 0 | 0 | 0 | 0
Wind | 7 | 1 | 0 | 0 | 0 | 0 | 0 | 0 | 0 | 0 | 0 | 0 | 0 | 0 | 0 | 0 | 0 | 0 | 0 | 0 | 0 | 0 | 0 | 0 | 0 | 0
Wind | 7 | 2 | 0 | 0 | 0 | 0 | 0 | 0 | 0 | 0 | 0 | 0 | 0 | 0 | 0 | 0 | 0 | 0 | 0 | 0 | 0 | 0 | 0 | 0 | 0 | 0
Wind | 7 | 3 | 0 | 0 | 0 | 0 | 0 | 0 | 0 | 0 | 0 | 0 | 0 | 0 | 0 | 0 | 0 | 0 | 0 | 0 | 0 | 0 | 0 | 0 | 0 | 0
Wind | 7 | 4 | 0 | 0 | 0 | 0 | 0 | 0 | 0 | 0 | 0 | 0 | 0 | 0 | 0 | 0 | 0 | 0 | 0 | 0 | 0 | 0 | 0 | 0 | 0 | 0
Wind | 7 | 5 | 0 | 0 | 0 | 0 | 0 | 0 | 0 | 0 | 0 | 0 | 0 | 0 | 0 | 0 | 0 | 0 | 0 | 0 | 0 | 0 | 0 | 0 | 0 | 0
Wind | 7 | 6 | 0 | 0 | 0 | 0 | 0 | 0 | 0 | 0 | 0 | 0 | 0 | 0 | 0 | 0 | 0 | 0 | 0 | 0 | 0 | 0 | 0 | 0 | 0 | 0
Wind | 7 | 7 | 0 | 0 | 0 | 0 | 0 | 0 | 0 | 0 | 0 | 0 | 0 | 0 | 0 | 0 | 0 | 0 | 0 | 0 | 0 | 0 | 0 | 0 | 0 | 0
Wind | 7 | 8 | 0 | 0 | 0 | 0 | 0 | 0 | 0 | 0 | 0 | 0 | 0 | 0 | 0 | 0 | 0 | 0 | 0 | 0 | 0 | 0 | 0 | 0 | 0 | 0
Wind | 7 | 9 | 0 | 0 | 0 | 0 | 0 | 0 | 0 | 0 | 0 | 0 | 0 | 0 | 0 | 0 | 0 | 0 | 0 | 0 | 0 | 0 | 0 | 0 | 0 | 0
Wind | 7 | 10 | 0 | 0 | 0 | 0 | 0 | 0 | 0 | 0 | 0 | 0 | 0 | 0 | 0 | 0 | 0 | 0 | 0 | 0 | 0 | 0 | 0 | 0 | 0 | 0
Wind | 7 | 11 | 0 | 0 | 0 | 0 | 0 | 0 | 0 | 0 | 0 | 0 | 0 | 0 | 0 | 0 | 0 | 0 | 0 | 0 | 0 | 0 | 0 | 0 | 0 | 0
Wind | 8 | 0 | 0 | 0 | 0 | 0 | 0 | 0 | 0 | 0 | 0 | 0 | 0 | 0 | 0 | 0 | 0 | 0 | 0 | 0 | 0 | 0 | 0 | 0 | 0 | 0
Wind | 8 | 1 | 0 | 0 | 0 | 0 | 0 | 0 | 0 | 0 | 0 | 0 | 0 | 0 | 0 | 0 | 0 | 0 | 0 | 0 | 0 | 0 | 0 | 0 | 0 | 0
Wind | 8 | 2 | 0 | 0 | 0 | 0 | 0 | 0 | 0 | 0 | 0 | 0 | 0 | 0 | 0 | 0 | 0 | 0 | 0 | 0 | 0 | 0 | 0 | 0 | 0 | 0
Wind | 8 | 3 | 0 | 0 | 0 | 0 | 0 | 0 | 0 | 0 | 0 | 0 | 0 | 0 | 0 | 0 | 0 | 0 | 0 | 0 | 0 | 0 | 0 | 0 | 0 | 0
Wind | 8 | 4 | 0 | 0 | 0 | 0 | 0 | 0 | 0 | 0 | 0 | 0 | 0 | 0 | 0 | 0 | 0 | 0 | 0 | 0 | 0 | 0 | 0 | 0 | 0 | 0
Wind | 8 | 5 | 0 | 0 | 0 | 0 | 0 | 0 | 0 | 0 | 0 | 0 | 0 | 0 | 0 | 0 | 0 | 0 | 0 | 0 | 0 | 0 | 0 | 0 | 0 | 0
Wind | 8 | 6 | 0 | 0 | 0 | 0 | 0 | 0 | 0 | 0 | 0 | 0 | 0 | 0 | 0 | 0 | 0 | 0 | 0 | 0 | 0 | 0 | 0 | 0 | 0 | 0
Wind | 8 | 7 | 0 | 0 | 0 | 0 | 0 | 0 | 0 | 0 | 0 | 0 | 0 | 0 | 0 | 0 | 0 | 0 | 0 | 0 | 0 | 0 | 0 | 0 | 0 | 0
Wind | 8 | 8 | 0 | 0 | 0 | 0 | 0 | 0 | 0 | 0 | 0 | 0 | 0 | 0 | 0 | 0 | 0 | 0 | 0 | 0 | 0 | 0 | 0 | 0 | 0 | 0
Wind | 8 | 9 | 0 | 0 | 0 | 0 | 0 | 0 | 0 | 0 | 0 | 0 | 0 | 0 | 0 | 0 | 0 | 0 | 0 | 0 | 0 | 0 | 0 | 0 | 0 | 0
Wind | 8 | 10 | 0 | 0 | 0 | 0 | 0 | 0 | 0 | 0 | 0 | 0 | 0 | 0 | 0 | 0 | 0 | 0 | 0 | 0 | 0 | 0 | 0 | 0 | 0 | 0
Wind | 8 | 11 | 0 | 0 | 0 | 0 | 0 | 0 | 0 | 0 | 0 | 0 | 0 | 0 | 0 | 0 | 0 | 0 | 0 | 0 | 0 | 0 | 0 | 0 | 0 | 0
Wind | 9 | 0 | 0 | 0 | 0 | 0 | 0 | 0 | 0 | 0 | 0 | 0 | 0 | 0 | 0 | 0 | 0 | 0 | 0 | 0 | 0 | 0 | 0 | 0 | 0 | 0
Wind | 9 | 1 | 0 | 0 | 0 | 0 | 0 | 0 | 0 | 0 | 0 | 0 | 0 | 0 | 0 | 0 | 0 | 0 | 0 | 0 | 0 | 0 | 0 | 0 | 0 | 0
Wind | 9 | 2 | 0 | 0 | 0 | 0 | 0 | 0 | 0 | 0 | 0 | 0 | 0 | 0 | 0 | 0 | 0 | 0 | 0 | 0 | 0 | 0 | 0 | 0 | 0 | 0
Wind | 9 | 3 | 0 | 0 | 0 | 0 | 0 | 0 | 0 | 0 | 0 | 0 | 0 | 0 | 0 | 0 | 0 | 0 | 0 | 0 | 0 | 0 | 0 | 0 | 0 | 0
Wind | 9 | 4 | 0 | 0 | 0 | 0 | 0 | 0 | 0 | 0 | 0 | 0 | 0 | 0 | 0 | 0 | 0 | 0 | 0 | 0 | 0 | 0 | 0 | 0 | 0 | 0
Wind | 9 | 5 | 0 | 0 | 0 | 0 | 0 | 0 | 0 | 0 | 0 | 0 | 0 | 0 | 0 | 0 | 0 | 0 | 0 | 0 | 0 | 0 | 0 | 0 | 0 | 0
Wind | 9 | 6 | 0 | 0 | 0 | 0 | 0 | 0 | 0 | 0 | 0 | 0 | 0 | 0 | 0 | 0 | 0 | 0 | 0 | 0 | 0 | 0 | 0 | 0 | 0 | 0
Wind | 9 | 7 | 0 | 0 | 0 | 0 | 0 | 0 | 0 | 0 | 0 | 0 | 0 | 0 | 0 | 0 | 0 | 0 | 0 | 0 | 0 | 0 | 0 | 0 | 0 | 0
Wind | 9 | 8 | 0 | 0 | 0 | 0 | 0 | 0 | 0 | 0 | 0 | 0 | 0 | 0 | 0 | 0 | 0 | 0 | 0 | 0 | 0 | 0 | 0 | 0 | 0 | 0
Wind | 9 | 9 | 0 | 0 | 0 | 0 | 0 | 0 | 0 | 0 | 0 | 0 | 0 | 0 | 0 | 0 | 0 | 0 | 0 | 0 | 0 | 0 | 0 | 0 | 0 | 0
Wind | 9 | 10 | 0 | 0 | 0 | 0 | 0 | 0 | 0 | 0 | 0 | 0 | 0 | 0 | 0 | 0 | 0 | 0 | 0 | 0 | 0 | 0 | 0 | 0 | 0 | 0
Wind | 9 | 11 | 0 | 0 | 0 | 0 | 0 | 0 | 0 | 0 | 0 | 0 | 0 | 0 | 0 | 0 | 0 | 0 | 0 | 0 | 0 | 0 | 0 | 0 | 0 | 0
Wind | 10 | 0 | 0 | 0 | 0 | 0 | 0 | 0 | 0 | 0 | 0 | 0 | 0 | 0 | 0 | 0 | 0 | 0 | 0 | 0 | 0 | 0 | 0 | 0 | 0 | 0
Wind | 10 | 1 | 0 | 0 | 0 | 0 | 0 | 0 | 0 | 0 | 0 | 0 | 0 | 0 | 0 | 0 | 0 | 0 | 0 | 0 | 0 | 0 | 0 | 0 | 0 | 0
Wind | 10 | 2 | 0 | 0 | 0 | 0 | 0 | 0 | 0 | 0 | 0 | 0 | 0 | 0 | 0 | 0 | 0 | 0 | 0 | 0 | 0 | 0 | 0 | 0 | 0 | 0
Wind | 10 | 3 | 0 | 0 | 0 | 0 | 0 | 0 | 0 | 0 | 0 | 0 | 0 | 0 | 0 | 0 | 0 | 0 | 0 | 0 | 0 | 0 | 0 | 0 | 0 | 0
Wind | 10 | 4 | 0 | 0 | 0 | 0 | 0 | 0 | 0 | 0 | 0 | 0 | 0 | 0 | 0 | 0 | 0 | 0 | 0 | 0 | 0 | 0 | 0 | 0 | 0 | 0
Wind | 10 | 5 | 0 | 0 | 0 | 0 | 0 | 0 | 0 | 0 | 0 | 0 | 0 | 0 | 0 | 0 | 0 | 0 | 0 | 0 | 0 | 0 | 0 | 0 | 0 | 0
Wind | 10 | 6 | 0 | 0 | 0 | 0 | 0 | 0 | 0 | 0 | 0 | 0 | 0 | 0 | 0 | 0 | 0 | 0 | 0 | 0 | 0 | 0 | 0 | 0 | 0 | 0
Wind | 10 | 7 | 0 | 0 | 0 | 0 | 0 | 0 | 0 | 0 | 0 | 0 | 0 | 0 | 0 | 0 | 0 | 0 | 0 | 0 | 0 | 0 | 0 | 0 | 0 | 0
Wind | 10 | 8 | 0 | 0 | 0 | 0 | 0 | 0 | 0 | 0 | 0 | 0 | 0 | 0 | 0 | 0 | 0 | 0 | 0 | 0 | 0 | 0 | 0 | 0 | 0 | 0
Wind | 10 | 9 | 0 | 0 | 0 | 0 | 0 | 0 | 0 | 0 | 0 | 0 | 0 | 0 | 0 | 0 | 0 | 0 | 0 | 0 | 0 | 0 | 0 | 0 | 0 | 0
Wind | 10 | 10 | 0 | 0 | 0 | 0 | 0 | 0 | 0 | 0 | 0 | 0 | 0 | 0 | 0 | 0 | 0 | 0 | 0 | 0 | 0 | 0 | 0 | 0 | 0 | 0
Wind | 10 | 11 | 0 | 0 | 0 | 0 | 0 | 0 | 0 | 0 | 0 | 0 | 0 | 0 | 0 | 0 | 0 | 0 | 0 | 0 | 0 | 0 | 0 | 0 | 0 | 0
Wind | 11 | 0 | 0 | 0 | 0 | 0 | 0 | 0 | 0 | 0 | 0 | 0 | 0 | 0 | 0 | 0 | 0 | 0 | 0 | 0 | 0 | 0 | 0 | 0 | 0 | 0
Wind | 11 | 1 | 0 | 0 | 0 | 0 | 0 | 0 | 0 | 0 | 0 | 0 | 0 | 0 | 0 | 0 | 0 | 0 | 0 | 0 | 0 | 0 | 0 | 0 | 0 | 0
Wind | 11 | 2 | 0 | 0 | 0 | 0 | 0 | 0 | 0 | 0 | 0 | 0 | 0 | 0 | 0 | 0 | 0 | 0 | 0 | 0 | 0 | 0 | 0 | 0 | 0 | 0
Wind | 11 | 3 | 0 | 0 | 0 | 0 | 0 | 0 | 0 | 0 | 0 | 0 | 0 | 0 | 0 | 0 | 0 | 0 | 0 | 0 | 0 | 0 | 0 | 0 | 0 | 0
Wind | 11 | 4 | 0 | 0 | 0 | 0 | 0 | 0 | 0 | 0 | 0 | 0 | 0 | 0 | 0 | 0 | 0 | 0 | 0 | 0 | 0 | 0 | 0 | 0 | 0 | 0
Wind | 11 | 5 | 0 | 0 | 0 | 0 | 0 | 0 | 0 | 0 | 0 | 0 | 0 | 0 | 0 | 0 | 0 | 0 | 0 | 0 | 0 | 0 | 0 | 0 | 0 | 0
Wind | 11 | 6 | 0 | 0 | 0 | 0 | 0 | 0 | 0 | 0 | 0 | 0 | 0 | 0 | 0 | 0 | 0 | 0 | 0 | 0 | 0 | 0 | 0 | 0 | 0 | 0
Wind | 11 | 7 | 0 | 0 | 0 | 0 | 0 | 0 | 0 | 0 | 0 | 0 | 0 | 0 | 0 | 0 | 0 | 0 | 0 | 0 | 0 | 0 | 0 | 0 | 0 | 0
Wind | 11 | 8 | 0 | 0 | 0 | 0 | 0 | 0 | 0 | 0 | 0 | 0 | 0 | 0 | 0 | 0 | 0 | 0 | 0 | 0 | 0 | 0 | 0 | 0 | 0 | 0
Wind | 11 | 9 | 0 | 0 | 0 | 0 | 0 | 0 | 0 | 0 | 0 | 0 | 0 | 0 | 0 | 0 | 0 | 0 | 0 | 0 | 0 | 0 | 0 | 0 | 0 | 0
Wind | 11 | 10 | 0 | 0 | 0 | 0 | 0 | 0 | 0 | 0 | 0 | 0 | 0 | 0 | 0 | 0 | 0 | 0 | 0 | 0 | 0 | 0 | 0 | 0 | 0 | 0
Wind | 11 | 11 | 0 | 0 | 0 | 0 | 0 | 0 | 0 | 0 | 0 | 0 | 0 | 0 | 0 | 0 | 0 | 0 | 0 | 0 | 0 | 0 | 0 | 0 | 0 | 0
Wind | 12 | 0 | 0 | 0 | 0 | 0 | 0 | 0 | 0 | 0 | 0 | 0 | 0 | 0 | 0 | 0 | 0 | 0 | 0 | 0 | 0 | 0 | 0 | 0 | 0 | 0
Wind | 12 | 1 | 0 | 0 | 0 | 0 | 0 | 0 | 0 | 0 | 0 | 0 | 0 | 0 | 0 | 0 | 0 | 0 | 0 | 0 | 0 | 0 | 0 | 0 | 0 | 0
Wind | 12 | 2 | 0 | 0 | 0 | 0 | 0 | 0 | 0 | 0 | 0 | 0 | 0 | 0 | 0 | 0 | 0 | 0 | 0 | 0 | 0 | 0 | 0 | 0 | 0 | 0
Wind | 12 | 3 | 0 | 0 | 0 | 0 | 0 | 0 | 0 | 0 | 0 | 0 | 0 | 0 | 0 | 0 | 0 | 0 | 0 | 0 | 0 | 0 | 0 | 0 | 0 | 0
Wind | 12 | 4 | 0 | 0 | 0 | 0 | 0 | 0 | 0 | 0 | 0 | 0 | 0 | 0 | 0 | 0 | 0 | 0 | 0 | 0 | 0 | 0 | 0 | 0 | 0 | 0
Wind | 12 | 5 | 0 | 0 | 0 | 0 | 0 | 0 | 0 | 0 | 0 | 0 | 0 | 0 | 0 | 0 | 0 | 0 | 0 | 0 | 0 | 0 | 0 | 0 | 0 | 0
Wind | 12 | 6 | 0 | 0 | 0 | 0 | 0 | 0 | 0 | 0 | 0 | 0 | 0 | 0 | 0 | 0 | 0 | 0 | 0 | 0 | 0 | 0 | 0 | 0 | 0 | 0
Wind | 12 | 7 | 0 | 0 | 0 | 0 | 0 | 0 | 0 | 0 | 0 | 0 | 0 | 0 | 0 | 0 | 0 | 0 | 0 | 0 | 0 | 0 | 0 | 0 | 0 | 0
Wind | 12 | 8 | 0 | 0 | 0 | 0 | 0 | 0 | 0 | 0 | 0 | 0 | 0 | 0 | 0 | 0 | 0 | 0 | 0 | 0 | 0 | 0 | 0 | 0 | 0 | 0
Wind | 12 | 9 | 0 | 0 | 0 | 0 | 0 | 0 | 0 | 0 | 0 | 0 | 0 | 0 | 0 | 0 | 0 | 0 | 0 | 0 | 0 | 0 | 0 | 0 | 0 | 0
Wind | 12 | 10 | 0 | 0 | 0 | 0 | 0 | 0 | 0 | 0 | 0 | 0 | 0 | 0 | 0 | 0 | 0 | 0 | 0 | 0 | 0 | 0 | 0 | 0 | 0 | 0
Wind | 12 | 11 | 0 | 0 | 0 | 0 | 0 | 0 | 0 | 0 | 0 | 0 | 0 | 0 | 0 | 0 | 0 | 0 | 0 | 0 | 0 | 0 | 0 | 0 | 0 | 0
Wind | 13 | 0 | 0 | 0 | 0 | 0 | 0 | 0 | 0 | 0 | 0 | 0 | 0 | 0 | 0 | 0 | 0 | 0 | 0 | 0 | 0 | 0 | 0 | 0 | 0 | 0
Wind | 13 | 1 | 0 | 0 | 0 | 0 | 0 | 0 | 0 | 0 | 0 | 0 | 0 | 0 | 0 | 0 | 0 | 0 | 0 | 0 | 0 | 0 | 0 | 0 | 0 | 0
Wind | 13 | 2 | 0 | 0 | 0 | 0 | 0 | 0 | 0 | 0 | 0 | 0 | 0 | 0 | 0 | 0 | 0 | 0 | 0 | 0 | 0 | 0 | 0 | 0 | 0 | 0
Wind | 13 | 3 | 0 | 0 | 0 | 0 | 0 | 0 | 0 | 0 | 0 | 0 | 0 | 0 | 0 | 0 | 0 | 0 | 0 | 0 | 0 | 0 | 0 | 0 | 0 | 0
Wind | 13 | 4 | 0 | 0 | 0 | 0 | 0 | 0 | 0 | 0 | 0 | 0 | 0 | 0 | 0 | 0 | 0 | 0 | 0 | 0 | 0 | 0 | 0 | 0 | 0 | 0
Wind | 13 | 5 | 0 | 0 | 0 | 0 | 0 | 0 | 0 | 0 | 0 | 0 | 0 | 0 | 0 | 0 | 0 | 0 | 0 | 0 | 0 | 0 | 0 | 0 | 0 | 0
Wind | 13 | 6 | 0 | 0 | 0 | 0 | 0 | 0 | 0 | 0 | 0 | 0 | 0 | 0 | 0 | 0 | 0 | 0 | 0 | 0 | 0 | 0 | 0 | 0 | 0 | 0
Wind | 13 | 7 | 0 | 0 | 0 | 0 | 0 | 0 | 0 | 0 | 0 | 0 | 0 | 0 | 0 | 0 | 0 | 0 | 0 | 0 | 0 | 0 | 0 | 0 | 0 | 0
Wind | 13 | 8 | 0 | 0 | 0 | 0 | 0 | 0 | 0 | 0 | 0 | 0 | 0 | 0 | 0 | 0 | 0 | 0 | 0 | 0 | 0 | 0 | 0 | 0 | 0 | 0
Wind | 13 | 9 | 0 | 0 | 0 | 0 | 0 | 0 | 0 | 0 | 0 | 0 | 0 | 0 | 0 | 0 | 0 | 0 | 0 | 0 | 0 | 0 | 0 | 0 | 0 | 0
Wind | 13 | 10 | 0 | 0 | 0 | 0 | 0 | 0 | 0 | 0 | 0 | 0 | 0 | 0 | 0 | 0 | 0 | 0 | 0 | 0 | 0 | 0 | 0 | 0 | 0 | 0
Wind | 13 | 11 | 0 | 0 | 0 | 0 | 0 | 0 | 0 | 0 | 0 | 0 | 0 | 0 | 0 | 0 | 0 | 0 | 0 | 0 | 0 | 0 | 0 | 0 | 0 | 0
Wind | 14 | 0 | 0 | 0 | 0 | 0 | 0 | 0 | 0 | 0 | 0 | 0 | 0 | 0 | 0 | 0 | 0 | 0 | 0 | 0 | 0 | 0 | 0 | 0 | 0 | 0
Wind | 14 | 1 | 0 | 0 | 0 | 0 | 0 | 0 | 0 | 0 | 0 | 0 | 0 | 0 | 0 | 0 | 0 | 0 | 0 | 0 | 0 | 0 | 0 | 0 | 0 | 0
Wind | 14 | 2 | 0 | 0 | 0 | 0 | 0 | 0 | 0 | 0 | 0 | 0 | 0 | 0 | 0 | 0 | 0 | 0 | 0 | 0 | 0 | 0 | 0 | 0 | 0 | 0
Wind | 14 | 3 | 0 | 0 | 0 | 0 | 0 | 0 | 0 | 0 | 0 | 0 | 0 | 0 | 0 | 0 | 0 | 0 | 0 | 0 | 0 | 0 | 0 | 0 | 0 | 0
Wind | 14 | 4 | 0 | 0 | 0 | 0 | 0 | 0 | 0 | 0 | 0 | 0 | 0 | 0 | 0 | 0 | 0 | 0 | 0 | 0 | 0 | 0 | 0 | 0 | 0 | 0
Wind | 14 | 5 | 0 | 0 | 0 | 0 | 0 | 0 | 0 | 0 | 0 | 0 | 0 | 0 | 0 | 0 | 0 | 0 | 0 | 0 | 0 | 0 | 0 | 0 | 0 | 0
Wind | 14 | 6 | 0 | 0 | 0 | 0 | 0 | 0 | 0 | 0 | 0 | 0 | 0 | 0 | 0 | 0 | 0 | 0 | 0 | 0 | 0 | 0 | 0 | 0 | 0 | 0
Wind | 14 | 7 | 0 | 0 | 0 | 0 | 0 | 0 | 0 | 0 | 0 | 0 | 0 | 0 | 0 | 0 | 0 | 0 | 0 | 0 | 0 | 0 | 0 | 0 | 0 | 0
Wind | 14 | 8 | 0 | 0 | 0 | 0 | 0 | 0 | 0 | 0 | 0 | 0 | 0 | 0 | 0 | 0 | 0 | 0 | 0 | 0 | 0 | 0 | 0 | 0 | 0 | 0
Wind | 14 | 9 | 0 | 0 | 0 | 0 | 0 | 0 | 0 | 0 | 0 | 0 | 0 | 0 | 0 | 0 | 0 | 0 | 0 | 0 | 0 | 0 | 0 | 0 | 0 | 0
Wind | 14 | 10 | 0 | 0 | 0 | 0 | 0 | 0 | 0 | 0 | 0 | 0 | 0 | 0 | 0 | 0 | 0 | 0 | 0 | 0 | 0 | 0 | 0 | 0 | 0 | 0
Wind | 14 | 11 | 0 | 0 | 0 | 0 | 0 | 0 | 0 | 0 | 0 | 0 | 0 | 0 | 0 | 0 | 0 | 0 | 0 | 0 | 0 | 0 | 0 | 0 | 0 | 0
Wind | 15 | 0 | 0 | 0 | 0 | 0 | 0 | 0 | 0 | 0 | 0 | 0 | 0 | 0 | 0 | 0 | 0 | 0 | 0 | 0 | 0 | 0 | 0 | 0 | 0 | 0
Wind | 15 | 1 | 0 | 0 | 0 | 0 | 0 | 0 | 0 | 0 | 0 | 0 | 0 | 0 | 0 | 0 | 0 | 0 | 0 | 0 | 0 | 0 | 0 | 0 | 0 | 0
Wind | 15 | 2 | 0 | 0 | 0 | 0 | 0 | 0 | 0 | 0 | 0 | 0 | 0 | 0 | 0 | 0 | 0 | 0 | 0 | 0 | 0 | 0 | 0 | 0 | 0 | 0
Wind | 15 | 3 | 0 | 0 | 0 | 0 | 0 | 0 | 0 | 0 | 0 | 0 | 0 | 0 | 0 | 0 | 0 | 0 | 0 | 0 | 0 | 0 | 0 | 0 | 0 | 0
Wind | 15 | 4 | 0 | 0 | 0 | 0 | 0 | 0 | 0 | 0 | 0 | 0 | 0 | 0 | 0 | 0 | 0 | 0 | 0 | 0 | 0 | 0 | 0 | 0 | 0 | 0
Wind | 15 | 5 | 0 | 0 | 0 | 0 | 0 | 0 | 0 | 0 | 0 | 0 | 0 | 0 | 0 | 0 | 0 | 0 | 0 | 0 | 0 | 0 | 0 | 0 | 0 | 0
Wind | 15 | 6 | 0 | 0 | 0 | 0 | 0 | 0 | 0 | 0 | 0 | 0 | 0 | 0 | 0 | 0 | 0 | 0 | 0 | 0 | 0 | 0 | 0 | 0 | 0 | 0
Wind | 15 | 7 | 0 | 0 | 0 | 0 | 0 | 0 | 0 | 0 | 0 | 0 | 0 | 0 | 0 | 0 | 0 | 0 | 0 | 0 | 0 | 0 | 0 | 0 | 0 | 0
Wind | 15 | 8 | 0 | 0 | 0 | 0 | 0 | 0 | 0 | 0 | 0 | 0 | 0 | 0 | 0 | 0 | 0 | 0 | 0 | 0 | 0 | 0 | 0 | 0 | 0 | 0
Wind | 15 | 9 | 0 | 0 | 0 | 0 | 0 | 0 | 0 | 0 | 0 | 0 | 0 | 0 | 0 | 0 | 0 | 0 | 0 | 0 | 0 | 0 | 0 | 0 | 0 | 0
Wind | 15 | 10 | 0 | 0 | 0 | 0 | 0 | 0 | 0 | 0 | 0 | 0 | 0 | 0 | 0 | 0 | 0 | 0 | 0 | 0 | 0 | 0 | 0 | 0 | 0 | 0
Wind | 15 | 11 | 0 | 0 | 0 | 0 | 0 | 0 | 0 | 0 | 0 | 0 | 0 | 0 | 0 | 0 | 0 | 0 | 0 | 0 | 0 | 0 | 0 | 0 | 0 | 0
Wind | 16 | 0 | 0 | 0 | 0 | 0 | 0 | 0 | 0 | 0 | 0 | 0 | 0 | 0 | 0 | 0 | 0 | 0 | 0 | 0 | 0 | 0 | 0 | 0 | 0 | 0
Wind | 16 | 1 | 0 | 0 | 0 | 0 | 0 | 0 | 0 | 0 | 0 | 0 | 0 | 0 | 0 | 0 | 0 | 0 | 0 | 0 | 0 | 0 | 0 | 0 | 0 | 0
Wind | 16 | 2 | 0 | 0 | 0 | 0 | 0 | 0 | 0 | 0 | 0 | 0 | 0 | 0 | 0 | 0 | 0 | 0 | 0 | 0 | 0 | 0 | 0 | 0 | 0 | 0
Wind | 16 | 3 | 0 | 0 | 0 | 0 | 0 | 0 | 0 | 0 | 0 | 0 | 0 | 0 | 0 | 0 | 0 | 0 | 0 | 0 | 0 | 0 | 0 | 0 | 0 | 0
Wind | 16 | 4 | 0 | 0 | 0 | 0 | 0 | 0 | 0 | 0 | 0 | 0 | 0 | 0 | 0 | 0 | 0 | 0 | 0 | 0 | 0 | 0 | 0 | 0 | 0 | 0
Wind | 16 | 5 | 0 | 0 | 0 | 0 | 0 | 0 | 0 | 0 | 0 | 0 | 0 | 0 | 0 | 0 | 0 | 0 | 0 | 0 | 0 | 0 | 0 | 0 | 0 | 0
Wind | 16 | 6 | 0 | 0 | 0 | 0 | 0 | 0 | 0 | 0 | 0 | 0 | 0 | 0 | 0 | 0 | 0 | 0 | 0 | 0 | 0 | 0 | 0 | 0 | 0 | 0
Wind | 16 | 7 | 0 | 0 | 0 | 0 | 0 | 0 | 0 | 0 | 0 | 0 | 0 | 0 | 0 | 0 | 0 | 0 | 0 | 0 | 0 | 0 | 0 | 0 | 0 | 0
Wind | 16 | 8 | 0 | 0 | 0 | 0 | 0 | 0 | 0 | 0 | 0 | 0 | 0 | 0 | 0 | 0 | 0 | 0 | 0 | 0 | 0 | 0 | 0 | 0 | 0 | 0
Wind | 16 | 9 | 0 | 0 | 0 | 0 | 0 | 0 | 0 | 0 | 0 | 0 | 0 | 0 | 0 | 0 | 0 | 0 | 0 | 0 | 0 | 0 | 0 | 0 | 0 | 0
Wind | 16 | 10 | 0 | 0 | 0 | 0 | 0 | 0 | 0 | 0 | 0 | 0 | 0 | 0 | 0 | 0 | 0 | 0 | 0 | 0 | 0 | 0 | 0 | 0 | 0 | 0
Wind | 16 | 11 | 0 | 0 | 0 | 0 | 0 | 0 | 0 | 0 | 0 | 0 | 0 | 0 | 0 | 0 | 0 | 0 | 0 | 0 | 0 | 0 | 0 | 0 | 0 | 0
Wind | 17 | 0 | 0 | 0 | 0 | 0 | 0 | 0 | 0 | 0 | 0 | 0 | 0 | 0 | 0 | 0 | 0 | 0 | 0 | 0 | 0 | 0 | 0 | 0 | 0 | 0
Wind | 17 | 1 | 0 | 0 | 0 | 0 | 0 | 0 | 0 | 0 | 0 | 0 | 0 | 0 | 0 | 0 | 0 | 0 | 0 | 0 | 0 | 0 | 0 | 0 | 0 | 0
Wind | 17 | 2 | 0 | 0 | 0 | 0 | 0 | 0 | 0 | 0 | 0 | 0 | 0 | 0 | 0 | 0 | 0 | 0 | 0 | 0 | 0 | 0 | 0 | 0 | 0 | 0
Wind | 17 | 3 | 0 | 0 | 0 | 0 | 0 | 0 | 0 | 0 | 0 | 0 | 0 | 0 | 0 | 0 | 0 | 0 | 0 | 0 | 0 | 0 | 0 | 0 | 0 | 0
Wind | 17 | 4 | 0 | 0 | 0 | 0 | 0 | 0 | 0 | 0 | 0 | 0 | 0 | 0 | 0 | 0 | 0 | 0 | 0 | 0 | 0 | 0 | 0 | 0 | 0 | 0
Wind | 17 | 5 | 0 | 0 | 0 | 0 | 0 | 0 | 0 | 0 | 0 | 0 | 0 | 0 | 0 | 0 | 0 | 0 | 0 | 0 | 0 | 0 | 0 | 0 | 0 | 0
Wind | 17 | 6 | 0 | 0 | 0 | 0 | 0 | 0 | 0 | 0 | 0 | 0 | 0 | 0 | 0 | 0 | 0 | 0 | 0 | 0 | 0 | 0 | 0 | 0 | 0 | 0
Wind | 17 | 7 | 0 | 0 | 0 | 0 | 0 | 0 | 0 | 0 | 0 | 0 | 0 | 0 | 0 | 0 | 0 | 0 | 0 | 0 | 0 | 0 | 0 | 0 | 0 | 0
Wind | 17 | 8 | 0 | 0 | 0 | 0 | 0 | 0 | 0 | 0 | 0 | 0 | 0 | 0 | 0 | 0 | 0 | 0 | 0 | 0 | 0 | 0 | 0 | 0 | 0 | 0
Wind | 17 | 9 | 0 | 0 | 0 | 0 | 0 | 0 | 0 | 0 | 0 | 0 | 0 | 0 | 0 | 0 | 0 | 0 | 0 | 0 | 0 | 0 | 0 | 0 | 0 | 0
Wind | 17 | 10 | 0 | 0 | 0 | 0 | 0 | 0 | 0 | 0 | 0 | 0 | 0 | 0 | 0 | 0 | 0 | 0 | 0 | 0 | 0 | 0 | 0 | 0 | 0 | 0
Wind | 17 | 11 | 0 | 0 | 0 | 0 | 0 | 0 | 0 | 0 | 0 | 0 | 0 | 0 | 0 | 0 | 0 | 0 | 0 | 0 | 0 | 0 | 0 | 0 | 0 | 0
Wind | 18 | 0 | 0 | 0 | 0 | 0 | 0 | 0 | 0 | 0 | 0 | 0 | 0 | 0 | 0 | 0 | 0 | 0 | 0 | 0 | 0 | 0 | 0 | 0 | 0 | 0
Wind | 18 | 1 | 0 | 0 | 0 | 0 | 0 | 0 | 0 | 0 | 0 | 0 | 0 | 0 | 0 | 0 | 0 | 0 | 0 | 0 | 0 | 0 | 0 | 0 | 0 | 0
Wind | 18 | 2 | 0 | 0 | 0 | 0 | 0 | 0 | 0 | 0 | 0 | 0 | 0 | 0 | 0 | 0 | 0 | 0 | 0 | 0 | 0 | 0 | 0 | 0 | 0 | 0
Wind | 18 | 3 | 0 | 0 | 0 | 0 | 0 | 0 | 0 | 0 | 0 | 0 | 0 | 0 | 0 | 0 | 0 | 0 | 0 | 0 | 0 | 0 | 0 | 0 | 0 | 0
Wind | 18 | 4 | 0 | 0 | 0 | 0 | 0 | 0 | 0 | 0 | 0 | 0 | 0 | 0 | 0 | 0 | 0 | 0 | 0 | 0 | 0 | 0 | 0 | 0 | 0 | 0
Wind | 18 | 5 | 0 | 0 | 0 | 0 | 0 | 0 | 0 | 0 | 0 | 0 | 0 | 0 | 0 | 0 | 0 | 0 | 0 | 0 | 0 | 0 | 0 | 0 | 0 | 0
Wind | 18 | 6 | 0 | 0 | 0 | 0 | 0 | 0 | 0 | 0 | 0 | 0 | 0 | 0 | 0 | 0 | 0 | 0 | 0 | 0 | 0 | 0 | 0 | 0 | 0 | 0
Wind | 18 | 7 | 0 | 0 | 0 | 0 | 0 | 0 | 0 | 0 | 0 | 0 | 0 | 0 | 0 | 0 | 0 | 0 | 0 | 0 | 0 | 0 | 0 | 0 | 0 | 0
Wind | 18 | 8 | 0 | 0 | 0 | 0 | 0 | 0 | 0 | 0 | 0 | 0 | 0 | 0 | 0 | 0 | 0 | 0 | 0 | 0 | 0 | 0 | 0 | 0 | 0 | 0
Wind | 18 | 9 | 0 | 0 | 0 | 0 | 0 | 0 | 0 | 0 | 0 | 0 | 0 | 0 | 0 | 0 | 0 | 0 | 0 | 0 | 0 | 0 | 0 | 0 | 0 | 0
Wind | 18 | 10 | 0 | 0 | 0 | 0 | 0 | 0 | 0 | 0 | 0 | 0 | 0 | 0 | 0 | 0 | 0 | 0 | 0 | 0 | 0 | 0 | 0 | 0 | 0 | 0
Wind | 18 | 11 | 0 | 0 | 0 | 0 | 0 | 0 | 0 | 0 | 0 | 0 | 0 | 0 | 0 | 0 | 0 | 0 | 0 | 0 | 0 | 0 | 0 | 0 | 0 | 0
Wind | 19 | 0 | 0 | 0 | 0 | 0 | 0 | 0 | 0 | 0 | 0 | 0 | 0 | 0 | 0 | 0 | 0 | 0 | 0 | 0 | 0 | 0 | 0 | 0 | 0 | 0
Wind | 19 | 1 | 0 | 0 | 0 | 0 | 0 | 0 | 0 | 0 | 0 | 0 | 0 | 0 | 0 | 0 | 0 | 0 | 0 | 0 | 0 | 0 | 0 | 0 | 0 | 0
Wind | 19 | 2 | 0 | 0 | 0 | 0 | 0 | 0 | 0 | 0 | 0 | 0 | 0 | 0 | 0 | 0 | 0 | 0 | 0 | 0 | 0 | 0 | 0 | 0 | 0 | 0
Wind | 19 | 3 | 0 | 0 | 0 | 0 | 0 | 0 | 0 | 0 | 0 | 0 | 0 | 0 | 0 | 0 | 0 | 0 | 0 | 0 | 0 | 0 | 0 | 0 | 0 | 0
Wind | 19 | 4 | 0 | 0 | 0 | 0 | 0 | 0 | 0 | 0 | 0 | 0 | 0 | 0 | 0 | 0 | 0 | 0 | 0 | 0 | 0 | 0 | 0 | 0 | 0 | 0
Wind | 19 | 5 | 0 | 0 | 0 | 0 | 0 | 0 | 0 | 0 | 0 | 0 | 0 | 0 | 0 | 0 | 0 | 0 | 0 | 0 | 0 | 0 | 0 | 0 | 0 | 0
Wind | 19 | 6 | 0 | 0 | 0 | 0 | 0 | 0 | 0 | 0 | 0 | 0 | 0 | 0 | 0 | 0 | 0 | 0 | 0 | 0 | 0 | 0 | 0 | 0 | 0 | 0
Wind | 19 | 7 | 0 | 0 | 0 | 0 | 0 | 0 | 0 | 0 | 0 | 0 | 0 | 0 | 0 | 0 | 0 | 0 | 0 | 0 | 0 | 0 | 0 | 0 | 0 | 0
Wind | 19 | 8 | 0 | 0 | 0 | 0 | 0 | 0 | 0 | 0 | 0 | 0 | 0 | 0 | 0 | 0 | 0 | 0 | 0 | 0 | 0 | 0 | 0 | 0 | 0 | 0
Wind | 19 | 9 | 0 | 0 | 0 | 0 | 0 | 0 | 0 | 0 | 0 | 0 | 0 | 0 | 0 | 0 | 0 | 0 | 0 | 0 | 0 | 0 | 0 | 0 | 0 | 0
Wind | 19 | 10 | 0 | 0 | 0 | 0 | 0 | 0 | 0 | 0 | 0 | 0 | 0 | 0 | 0 | 0 | 0 | 0 | 0 | 0 | 0 | 0 | 0 | 0 | 0 | 0
Wind | 19 | 11 | 0 | 0 | 0 | 0 | 0 | 0 | 0 | 0 | 0 | 0 | 0 | 0 | 0 | 0 | 0 | 0 | 0 | 0 | 0 | 0 | 0 | 0 | 0 | 0

## Charging
Generation Technology | Year | Day | Hour 0 | Hour 1 | Hour 2 | Hour 3 | Hour 4 | Hour 5 | Hour 6 | Hour 7 | Hour 8 | Hour 9 | Hour 10 | Hour 11 | Hour 12 | Hour 13 | Hour 14 | Hour 15 | Hour 16 | Hour 17 | Hour 18 | Hour 19 | Hour 20 | Hour 21 | Hour 22 | Hour 23
Battery | 0 | 0 | 0 | 0 | 0 | 0 | 0 | 0 | 0 | 0 | 0 | 0 | 0 | 0 | 0 | 0 | 0 | 0 | 0 | 0 | 0 | 0 | 0 | 0 | 0 | 0
Battery | 0 | 1 | 0 | 0 | 0 | 0 | 0 | 0 | 0 | 0 | 0 | 0 | 0 | 0 | 0 | 0 | 0 | 0 | 0 | 0 | 0 | 0 | 0 | 0 | 0 | 0
Battery | 0 | 2 | 0 | 0 | 0 | 0 | 0 | 0 | 0 | 0 | 0 | 0 | 0 | 0 | 0 | 0 | 0 | 0 | 0 | 0 | 0 | 0 | 0 | 0 | 0 | 0
Battery | 0 | 3 | 0 | 0 | 0 | 0 | 0 | 0 | 0 | 0 | 0 | 0 | 0 | 0 | 0 | 0 | 0 | 0 | 0 | 0 | 0 | 0 | 0 | 0 | 0 | 0
Battery | 0 | 4 | 0 | 0 | 0 | 0 | 0 | 0 | 0 | 0 | 0 | 0 | 0 | 0 | 0 | 0 | 0 | 0 | 0 | 0 | 0 | 0 | 0 | 0 | 0 | 0
Battery | 0 | 5 | 0 | 0 | 0 | 0 | 0 | 0 | 0 | 0 | 0 | 0 | 0 | 0 | 0 | 0 | 0 | 0 | 0 | 0 | 0 | 0 | 0 | 0 | 0 | 0
Battery | 0 | 6 | 0 | 0 | 0 | 0 | 0 | 0 | 0 | 0 | 0 | 0 | 0 | 0 | 0 | 0 | 0 | 0 | 0 | 0 | 0 | 0 | 0 | 0 | 0 | 0
Battery | 0 | 7 | 0 | 0 | 0 | 0 | 0 | 0 | 0 | 0 | 0 | 0 | 0 | 0 | 0 | 0 | 0 | 0 | 0 | 0 | 0 | 0 | 0 | 0 | 0 | 0
Battery | 0 | 8 | 0 | 0 | 0 | 0 | 0 | 0 | 0 | 0 | 0 | 0 | 0 | 0 | 0 | 0 | 0 | 0 | 0 | 0 | 0 | 0 | 0 | 0 | 0 | 0
Battery | 0 | 9 | 0 | 0 | 0 | 0 | 0 | 0 | 0 | 0 | 0 | 0 | 0 | 0 | 0 | 0 | 0 | 0 | 0 | 0 | 0 | 0 | 0 | 0 | 0 | 0
Battery | 0 | 10 | 0 | 0 | 0 | 0 | 0 | 0 | 0 | 0 | 0 | 0 | 0 | 0 | 0 | 0 | 0 | 0 | 0 | 0 | 0 | 0 | 0 | 0 | 0 | 0
Battery | 0 | 11 | 0 | 0 | 0 | 0 | 0 | 0 | 0 | 0 | 0 | 0 | 0 | 0 | 0 | 0 | 0 | 0 | 0 | 0 | 0 | 0 | 0 | 0 | 0 | 0
Battery | 1 | 0 | 0 | 0 | 0 | 0 | 0 | 0 | 0 | 0 | 0 | 0 | 0 | 0 | 0 | 0 | 0 | 0 | 0 | 0 | 0 | 0 | 0 | 0 | 0 | 0
Battery | 1 | 1 | 0 | 0 | 0 | 0 | 0 | 0 | 0 | 0 | 0 | 0 | 0 | 0 | 0 | 0 | 0 | 0 | 0 | 0 | 0 | 0 | 0 | 0 | 0 | 0
Battery | 1 | 2 | 0 | 0 | 0 | 0 | 0 | 0 | 0 | 0 | 0 | 0 | 0 | 0 | 0 | 0 | 0 | 0 | 0 | 0 | 0 | 0 | 0 | 0 | 0 | 0
Battery | 1 | 3 | 0 | 0 | 0 | 0 | 0 | 0 | 0 | 0 | 0 | 0 | 0 | 0 | 0 | 0 | 0 | 0 | 0 | 0 | 0 | 0 | 0 | 0 | 0 | 0
Battery | 1 | 4 | 0 | 0 | 0 | 0 | 0 | 0 | 0 | 0 | 0 | 0 | 0 | 0 | 0 | 0 | 0 | 0 | 0 | 0 | 0 | 0 | 0 | 0 | 0 | 0
Battery | 1 | 5 | 0 | 0 | 0 | 0 | 0 | 0 | 0 | 0 | 0 | 0 | 0 | 0 | 0 | 0 | 0 | 0 | 0 | 0 | 0 | 0 | 0 | 0 | 0 | 0
Battery | 1 | 6 | 0 | 0 | 0 | 0 | 0 | 0 | 0 | 0 | 0 | 0 | 0 | 0 | 0 | 0 | 0 | 0 | 0 | 0 | 0 | 0 | 0 | 0 | 0 | 0
Battery | 1 | 7 | 0 | 0 | 0 | 0 | 0 | 0 | 0 | 0 | 0 | 0 | 0 | 0 | 0 | 0 | 0 | 0 | 0 | 0 | 0 | 0 | 0 | 0 | 0 | 0
Battery | 1 | 8 | 0 | 0 | 0 | 0 | 0 | 0 | 0 | 0 | 0 | 0 | 0 | 0 | 0 | 0 | 0 | 0 | 0 | 0 | 0 | 0 | 0 | 0 | 0 | 0
Battery | 1 | 9 | 0 | 0 | 0 | 0 | 0 | 0 | 0 | 0 | 0 | 0 | 0 | 0 | 0 | 0 | 0 | 0 | 0 | 0 | 0 | 0 | 0 | 0 | 0 | 0
Battery | 1 | 10 | 0 | 0 | 0 | 0 | 0 | 0 | 0 | 0 | 0 | 0 | 0 | 0 | 0 | 0 | 0 | 0 | 0 | 0 | 0 | 0 | 0 | 0 | 0 | 0
Battery | 1 | 11 | 0 | 0 | 0 | 0 | 0 | 0 | 0 | 0 | 0 | 0 | 0 | 0 | 0 | 0 | 0 | 0 | 0 | 0 | 0 | 0 | 0 | 0 | 0 | 0
Battery | 2 | 0 | 0 | 0 | 0 | 0 | 0 | 0 | 0 | 0 | 0 | 0 | 0 | 0 | 0 | 0 | 0 | 0 | 0 | 0 | 0 | 0 | 0 | 0 | 0 | 0
Battery | 2 | 1 | 0 | 0 | 0 | 0 | 0 | 0 | 0 | 0 | 0 | 0 | 0 | 0 | 0 | 0 | 0 | 0 | 0 | 0 | 0 | 0 | 0 | 0 | 0 | 0
Battery | 2 | 2 | 0 | 0 | 0 | 0 | 0 | 0 | 0 | 0 | 0 | 0 | 0 | 0 | 0 | 0 | 0 | 0 | 0 | 0 | 0 | 0 | 0 | 0 | 0 | 0
Battery | 2 | 3 | 0 | 0 | 0 | 0 | 0 | 0 | 0 | 0 | 0 | 0 | 0 | 0 | 0 | 0 | 0 | 0 | 0 | 0 | 0 | 0 | 0 | 0 | 0 | 0
Battery | 2 | 4 | 0 | 0 | 0 | 0 | 0 | 0 | 0 | 0 | 0 | 0 | 0 | 0 | 0 | 0 | 0 | 0 | 0 | 0 | 0 | 0 | 0 | 0 | 0 | 0
Battery | 2 | 5 | 0 | 0 | 0 | 0 | 0 | 0 | 0 | 0 | 0 | 0 | 0 | 0 | 0 | 0 | 0 | 0 | 0 | 0 | 0 | 0 | 0 | 0 | 0 | 0
Battery | 2 | 6 | 0 | 0 | 0 | 0 | 0 | 0 | 0 | 0 | 0 | 0 | 0 | 0 | 0 | 0 | 0 | 0 | 0 | 0 | 0 | 0 | 0 | 0 | 0 | 0
Battery | 2 | 7 | 0 | 0 | 0 | 0 | 0 | 0 | 0 | 0 | 0 | 0 | 0 | 0 | 0 | 0 | 0 | 0 | 0 | 0 | 0 | 0 | 0 | 0 | 0 | 0
Battery | 2 | 8 | 0 | 0 | 0 | 0 | 0 | 0 | 0 | 0 | 0 | 0 | 0 | 0 | 0 | 0 | 0 | 0 | 0 | 0 | 0 | 0 | 0 | 0 | 0 | 0
Battery | 2 | 9 | 0 | 0 | 0 | 0 | 0 | 0 | 0 | 0 | 0 | 0 | 0 | 0 | 0 | 0 | 0 | 0 | 0 | 0 | 0 | 0 | 0 | 0 | 0 | 0
Battery | 2 | 10 | 0 | 0 | 0 | 0 | 0 | 0 | 0 | 0 | 0 | 0 | 0 | 0 | 0 | 0 | 0 | 0 | 0 | 0 | 0 | 0 | 0 | 0 | 0 | 0
Battery | 2 | 11 | 0 | 0 | 0 | 0 | 0 | 0 | 0 | 0 | 0 | 0 | 0 | 0 | 0 | 0 | 0 | 0 | 0 | 0 | 0 | 0 | 0 | 0 | 0 | 0
Battery | 3 | 0 | 0 | 0 | 0 | 0 | 0 | 0 | 0 | 0 | 0 | 0 | 0 | 0 | 0 | 0 | 0 | 0 | 0 | 0 | 0 | 0 | 0 | 0 | 0 | 0
Battery | 3 | 1 | 0 | 0 | 0 | 0 | 0 | 0 | 0 | 0 | 0 | 0 | 0 | 0 | 0 | 0 | 0 | 0 | 0 | 0 | 0 | 0 | 0 | 0 | 0 | 0
Battery | 3 | 2 | 0 | 0 | 0 | 0 | 0 | 0 | 0 | 0 | 0 | 0 | 0 | 0 | 0 | 0 | 0 | 0 | 0 | 0 | 0 | 0 | 0 | 0 | 0 | 0
Battery | 3 | 3 | 0 | 0 | 0 | 0 | 0 | 0 | 0 | 0 | 0 | 0 | 0 | 0 | 0 | 0 | 0 | 0 | 0 | 0 | 0 | 0 | 0 | 0 | 0 | 0
Battery | 3 | 4 | 0 | 0 | 0 | 0 | 0 | 0 | 0 | 0 | 0 | 0 | 0 | 0 | 0 | 0 | 0 | 0 | 0 | 0 | 0 | 0 | 0 | 0 | 0 | 0
Battery | 3 | 5 | 0 | 0 | 0 | 0 | 0 | 0 | 0 | 0 | 0 | 0 | 0 | 0 | 0 | 0 | 0 | 0 | 0 | 0 | 0 | 0 | 0 | 0 | 0 | 0
Battery | 3 | 6 | 0 | 0 | 0 | 0 | 0 | 0 | 0 | 0 | 0 | 0 | 0 | 0 | 0 | 0 | 0 | 0 | 0 | 0 | 0 | 0 | 0 | 0 | 0 | 0
Battery | 3 | 7 | 0 | 0 | 0 | 0 | 0 | 0 | 0 | 0 | 0 | 0 | 0 | 0 | 0 | 0 | 0 | 0 | 0 | 0 | 0 | 0 | 0 | 0 | 0 | 0
Battery | 3 | 8 | 0 | 0 | 0 | 0 | 0 | 0 | 0 | 0 | 0 | 0 | 0 | 0 | 0 | 0 | 0 | 0 | 0 | 0 | 0 | 0 | 0 | 0 | 0 | 0
Battery | 3 | 9 | 0 | 0 | 0 | 0 | 0 | 0 | 0 | 0 | 0 | 0 | 0 | 0 | 0 | 0 | 0 | 0 | 0 | 0 | 0 | 0 | 0 | 0 | 0 | 0
Battery | 3 | 10 | 0 | 0 | 0 | 0 | 0 | 0 | 0 | 0 | 0 | 0 | 0 | 0 | 0 | 0 | 0 | 0 | 0 | 0 | 0 | 0 | 0 | 0 | 0 | 0
Battery | 3 | 11 | 0 | 0 | 0 | 0 | 0 | 0 | 0 | 0 | 0 | 0 | 0 | 0 | 0 | 0 | 0 | 0 | 0 | 0 | 0 | 0 | 0 | 0 | 0 | 0
Battery | 4 | 0 | 0 | 0 | 0 | 0 | 0 | 0 | 0 | 0 | 0 | 0 | 0 | 0 | 0 | 0 | 0 | 0 | 0 | 0 | 0 | 0 | 0 | 0 | 0 | 0
Battery | 4 | 1 | 0 | 0 | 0 | 0 | 0 | 0 | 0 | 0 | 0 | 0 | 0 | 0 | 0 | 0 | 0 | 0 | 0 | 0 | 0 | 0 | 0 | 0 | 0 | 0
Battery | 4 | 2 | 0 | 0 | 0 | 0 | 0 | 0 | 0 | 0 | 0 | 0 | 0 | 0 | 0 | 0 | 0 | 0 | 0 | 0 | 0 | 0 | 0 | 0 | 0 | 0
Battery | 4 | 3 | 0 | 0 | 0 | 0 | 0 | 0 | 0 | 0 | 0 | 0 | 0 | 0 | 0 | 0 | 0 | 0 | 0 | 0 | 0 | 0 | 0 | 0 | 0 | 0
Battery | 4 | 4 | 0 | 0 | 0 | 0 | 0 | 0 | 0 | 0 | 0 | 0 | 0 | 0 | 0 | 0 | 0 | 0 | 0 | 0 | 0 | 0 | 0 | 0 | 0 | 0
Battery | 4 | 5 | 0 | 0 | 0 | 0 | 0 | 0 | 0 | 0 | 0 | 0 | 0 | 0 | 0 | 0 | 0 | 0 | 0 | 0 | 0 | 0 | 0 | 0 | 0 | 0
Battery | 4 | 6 | 0 | 0 | 0 | 0 | 0 | 0 | 0 | 0 | 0 | 0 | 0 | 0 | 0 | 0 | 0 | 0 | 0 | 0 | 0 | 0 | 0 | 0 | 0 | 0
Battery | 4 | 7 | 0 | 0 | 0 | 0 | 0 | 0 | 0 | 0 | 0 | 0 | 0 | 0 | 0 | 0 | 0 | 0 | 0 | 0 | 0 | 0 | 0 | 0 | 0 | 0
Battery | 4 | 8 | 0 | 0 | 0 | 0 | 0 | 0 | 0 | 0 | 0 | 0 | 0 | 0 | 0 | 0 | 0 | 0 | 0 | 0 | 0 | 0 | 0 | 0 | 0 | 0
Battery | 4 | 9 | 0 | 0 | 0 | 0 | 0 | 0 | 0 | 0 | 0 | 0 | 0 | 0 | 0 | 0 | 0 | 0 | 0 | 0 | 0 | 0 | 0 | 0 | 0 | 0
Battery | 4 | 10 | 0 | 0 | 0 | 0 | 0 | 0 | 0 | 0 | 0 | 0 | 0 | 0 | 0 | 0 | 0 | 0 | 0 | 0 | 0 | 0 | 0 | 0 | 0 | 0
Battery | 4 | 11 | 0 | 0 | 0 | 0 | 0 | 0 | 0 | 0 | 0 | 0 | 0 | 0 | 0 | 0 | 0 | 0 | 0 | 0 | 0 | 0 | 0 | 0 | 0 | 0
Battery | 5 | 0 | 0 | 0 | 0 | 0 | 0 | 0 | 0 | 0 | 0 | 0 | 0 | 0 | 0 | 0 | 0 | 0 | 0 | 0 | 0 | 0 | 0 | 0 | 0 | 0
Battery | 5 | 1 | 0 | 0 | 0 | 0 | 0 | 0 | 0 | 0 | 0 | 0 | 0 | 0 | 0 | 0 | 0 | 0 | 0 | 0 | 0 | 0 | 0 | 0 | 0 | 0
Battery | 5 | 2 | 0 | 0 | 0 | 0 | 0 | 0 | 0 | 0 | 0 | 0 | 0 | 0 | 0 | 0 | 0 | 0 | 0 | 0 | 0 | 0 | 0 | 0 | 0 | 0
Battery | 5 | 3 | 0 | 0 | 0 | 0 | 0 | 0 | 0 | 0 | 0 | 0 | 0 | 0 | 0 | 0 | 0 | 0 | 0 | 0 | 0 | 0 | 0 | 0 | 0 | 0
Battery | 5 | 4 | 0 | 0 | 0 | 0 | 0 | 0 | 0 | 0 | 0 | 0 | 0 | 0 | 0 | 0 | 0 | 0 | 0 | 0 | 0 | 0 | 0 | 0 | 0 | 0
Battery | 5 | 5 | 0 | 0 | 0 | 0 | 0 | 0 | 0 | 0 | 0 | 0 | 0 | 0 | 0 | 0 | 0 | 0 | 0 | 0 | 0 | 0 | 0 | 0 | 0 | 0
Battery | 5 | 6 | 0 | 0 | 0 | 0 | 0 | 0 | 0 | 0 | 0 | 0 | 0 | 0 | 0 | 0 | 0 | 0 | 0 | 0 | 0 | 0 | 0 | 0 | 0 | 0
Battery | 5 | 7 | 0 | 0 | 0 | 0 | 0 | 0 | 0 | 0 | 0 | 0 | 0 | 0 | 0 | 0 | 0 | 0 | 0 | 0 | 0 | 0 | 0 | 0 | 0 | 0
Battery | 5 | 8 | 0 | 0 | 0 | 0 | 0 | 0 | 0 | 0 | 0 | 0 | 0 | 0 | 0 | 0 | 0 | 0 | 0 | 0 | 0 | 0 | 0 | 0 | 0 | 0
Battery | 5 | 9 | 0 | 0 | 0 | 0 | 0 | 0 | 0 | 0 | 0 | 0 | 0 | 0 | 0 | 0 | 0 | 0 | 0 | 0 | 0 | 0 | 0 | 0 | 0 | 0
Battery | 5 | 10 | 0 | 0 | 0 | 0 | 0 | 0 | 0 | 0 | 0 | 0 | 0 | 0 | 0 | 0 | 0 | 0 | 0 | 0 | 0 | 0 | 0 | 0 | 0 | 0
Battery | 5 | 11 | 0 | 0 | 0 | 0 | 0 | 0 | 0 | 0 | 0 | 0 | 0 | 0 | 0 | 0 | 0 | 0 | 0 | 0 | 0 | 0 | 0 | 0 | 0 | 0
Battery | 6 | 0 | 0 | 0 | 0 | 0 | 0 | 0 | 0 | 0 | 0 | 0 | 0 | 0 | 0 | 0 | 0 | 0 | 0 | 0 | 0 | 0 | 0 | 0 | 0 | 0
Battery | 6 | 1 | 0 | 0 | 0 | 0 | 0 | 0 | 0 | 0 | 0 | 0 | 0 | 0 | 0 | 0 | 0 | 0 | 0 | 0 | 0 | 0 | 0 | 0 | 0 | 0
Battery | 6 | 2 | 0 | 0 | 0 | 0 | 0 | 0 | 0 | 0 | 0 | 0 | 0 | 0 | 0 | 0 | 0 | 0 | 0 | 0 | 0 | 0 | 0 | 0 | 0 | 0
Battery | 6 | 3 | 0 | 0 | 0 | 0 | 0 | 0 | 0 | 0 | 0 | 0 | 0 | 0 | 0 | 0 | 0 | 0 | 0 | 0 | 0 | 0 | 0 | 0 | 0 | 0
Battery | 6 | 4 | 0 | 0 | 0 | 0 | 0 | 0 | 0 | 0 | 0 | 0 | 0 | 0 | 0 | 0 | 0 | 0 | 0 | 0 | 0 | 0 | 0 | 0 | 0 | 0
Battery | 6 | 5 | 0 | 0 | 0 | 0 | 0 | 0 | 0 | 0 | 0 | 0 | 0 | 0 | 0 | 0 | 0 | 0 | 0 | 0 | 0 | 0 | 0 | 0 | 0 | 0
Battery | 6 | 6 | 0 | 0 | 0 | 0 | 0 | 0 | 0 | 0 | 0 | 0 | 0 | 0 | 0 | 0 | 0 | 0 | 0 | 0 | 0 | 0 | 0 | 0 | 0 | 0
Battery | 6 | 7 | 0 | 0 | 0 | 0 | 0 | 0 | 0 | 0 | 0 | 0 | 0 | 0 | 0 | 0 | 0 | 0 | 0 | 0 | 0 | 0 | 0 | 0 | 0 | 0
Battery | 6 | 8 | 0 | 0 | 0 | 0 | 0 | 0 | 0 | 0 | 0 | 0 | 0 | 0 | 0 | 0 | 0 | 0 | 0 | 0 | 0 | 0 | 0 | 0 | 0 | 0
Battery | 6 | 9 | 0 | 0 | 0 | 0 | 0 | 0 | 0 | 0 | 0 | 0 | 0 | 0 | 0 | 0 | 0 | 0 | 0 | 0 | 0 | 0 | 0 | 0 | 0 | 0
Battery | 6 | 10 | 0 | 0 | 0 | 0 | 0 | 0 | 0 | 0 | 0 | 0 | 0 | 0 | 0 | 0 | 0 | 0 | 0 | 0 | 0 | 0 | 0 | 0 | 0 | 0
Battery | 6 | 11 | 0 | 0 | 0 | 0 | 0 | 0 | 0 | 0 | 0 | 0 | 0 | 0 | 0 | 0 | 0 | 0 | 0 | 0 | 0 | 0 | 0 | 0 | 0 | 0
Battery | 7 | 0 | 0 | 0 | 0 | 0 | 0 | 0 | 0 | 0 | 0 | 0 | 0 | 0 | 0 | 0 | 0 | 0 | 0 | 0 | 0 | 0 | 0 | 0 | 0 | 0
Battery | 7 | 1 | 0 | 0 | 0 | 0 | 0 | 0 | 0 | 0 | 0 | 0 | 0 | 0 | 0 | 0 | 0 | 0 | 0 | 0 | 0 | 0 | 0 | 0 | 0 | 0
Battery | 7 | 2 | 0 | 0 | 0 | 0 | 0 | 0 | 0 | 0 | 0 | 0 | 0 | 0 | 0 | 0 | 0 | 0 | 0 | 0 | 0 | 0 | 0 | 0 | 0 | 0
Battery | 7 | 3 | 0 | 0 | 0 | 0 | 0 | 0 | 0 | 0 | 0 | 0 | 0 | 0 | 0 | 0 | 0 | 0 | 0 | 0 | 0 | 0 | 0 | 0 | 0 | 0
Battery | 7 | 4 | 0 | 0 | 0 | 0 | 0 | 0 | 0 | 0 | 0 | 0 | 0 | 0 | 0 | 0 | 0 | 0 | 0 | 0 | 0 | 0 | 0 | 0 | 0 | 0
Battery | 7 | 5 | 0 | 0 | 0 | 0 | 0 | 0 | 0 | 0 | 0 | 0 | 0 | 0 | 0 | 0 | 0 | 0 | 0 | 0 | 0 | 0 | 0 | 0 | 0 | 0
Battery | 7 | 6 | 0 | 0 | 0 | 0 | 0 | 0 | 0 | 0 | 0 | 0 | 0 | 0 | 0 | 0 | 0 | 0 | 0 | 0 | 0 | 0 | 0 | 0 | 0 | 0
Battery | 7 | 7 | 0 | 0 | 0 | 0 | 0 | 0 | 0 | 0 | 0 | 0 | 0 | 0 | 0 | 0 | 0 | 0 | 0 | 0 | 0 | 0 | 0 | 0 | 0 | 0
Battery | 7 | 8 | 0 | 0 | 0 | 0 | 0 | 0 | 0 | 0 | 0 | 0 | 0 | 0 | 0 | 0 | 0 | 0 | 0 | 0 | 0 | 0 | 0 | 0 | 0 | 0
Battery | 7 | 9 | 0 | 0 | 0 | 0 | 0 | 0 | 0 | 0 | 0 | 0 | 0 | 0 | 0 | 0 | 0 | 0 | 0 | 0 | 0 | 0 | 0 | 0 | 0 | 0
Battery | 7 | 10 | 0 | 0 | 0 | 0 | 0 | 0 | 0 | 0 | 0 | 0 | 0 | 0 | 0 | 0 | 0 | 0 | 0 | 0 | 0 | 0 | 0 | 0 | 0 | 0
Battery | 7 | 11 | 0 | 0 | 0 | 0 | 0 | 0 | 0 | 0 | 0 | 0 | 0 | 0 | 0 | 0 | 0 | 0 | 0 | 0 | 0 | 0 | 0 | 0 | 0 | 0
Battery | 8 | 0 | 0 | 0 | 0 | 0 | 0 | 0 | 0 | 0 | 0 | 0 | 0 | 0 | 0 | 0 | 0 | 0 | 0 | 0 | 0 | 0 | 0 | 0 | 0 | 0
Battery | 8 | 1 | 0 | 0 | 0 | 0 | 0 | 0 | 0 | 0 | 0 | 0 | 0 | 0 | 0 | 0 | 0 | 0 | 0 | 0 | 0 | 0 | 0 | 0 | 0 | 0
Battery | 8 | 2 | 0 | 0 | 0 | 0 | 0 | 0 | 0 | 0 | 0 | 0 | 0 | 0 | 0 | 0 | 0 | 0 | 0 | 0 | 0 | 0 | 0 | 0 | 0 | 0
Battery | 8 | 3 | 0 | 0 | 0 | 0 | 0 | 0 | 0 | 0 | 0 | 0 | 0 | 0 | 0 | 0 | 0 | 0 | 0 | 0 | 0 | 0 | 0 | 0 | 0 | 0
Battery | 8 | 4 | 0 | 0 | 0 | 0 | 0 | 0 | 0 | 0 | 0 | 0 | 0 | 0 | 0 | 0 | 0 | 0 | 0 | 0 | 0 | 0 | 0 | 0 | 0 | 0
Battery | 8 | 5 | 0 | 0 | 0 | 0 | 0 | 0 | 0 | 0 | 0 | 0 | 0 | 0 | 0 | 0 | 0 | 0 | 0 | 0 | 0 | 0 | 0 | 0 | 0 | 0
Battery | 8 | 6 | 0 | 0 | 0 | 0 | 0 | 0 | 0 | 0 | 0 | 0 | 0 | 0 | 0 | 0 | 0 | 0 | 0 | 0 | 0 | 0 | 0 | 0 | 0 | 0
Battery | 8 | 7 | 0 | 0 | 0 | 0 | 0 | 0 | 0 | 0 | 0 | 0 | 0 | 0 | 0 | 0 | 0 | 0 | 0 | 0 | 0 | 0 | 0 | 0 | 0 | 0
Battery | 8 | 8 | 0 | 0 | 0 | 0 | 0 | 0 | 0 | 0 | 0 | 0 | 0 | 0 | 0 | 0 | 0 | 0 | 0 | 0 | 0 | 0 | 0 | 0 | 0 | 0
Battery | 8 | 9 | 0 | 0 | 0 | 0 | 0 | 0 | 0 | 0 | 0 | 0 | 0 | 0 | 0 | 0 | 0 | 0 | 0 | 0 | 0 | 0 | 0 | 0 | 0 | 0
Battery | 8 | 10 | 0 | 0 | 0 | 0 | 0 | 0 | 0 | 0 | 0 | 0 | 0 | 0 | 0 | 0 | 0 | 0 | 0 | 0 | 0 | 0 | 0 | 0 | 0 | 0
Battery | 8 | 11 | 0 | 0 | 0 | 0 | 0 | 0 | 0 | 0 | 0 | 0 | 0 | 0 | 0 | 0 | 0 | 0 | 0 | 0 | 0 | 0 | 0 | 0 | 0 | 0
Battery | 9 | 0 | 0 | 0 | 0 | 0 | 0 | 0 | 0 | 0 | 0 | 0 | 0 | 0 | 0 | 0 | 0 | 0 | 0 | 0 | 0 | 0 | 0 | 0 | 0 | 0
Battery | 9 | 1 | 0 | 0 | 0 | 0 | 0 | 0 | 0 | 0 | 0 | 0 | 0 | 0 | 0 | 0 | 0 | 0 | 0 | 0 | 0 | 0 | 0 | 0 | 0 | 0
Battery | 9 | 2 | 0 | 0 | 0 | 0 | 0 | 0 | 0 | 0 | 0 | 0 | 0 | 0 | 0 | 0 | 0 | 0 | 0 | 0 | 0 | 0 | 0 | 0 | 0 | 0
Battery | 9 | 3 | 0 | 0 | 0 | 0 | 0 | 0 | 0 | 0 | 0 | 0 | 0 | 0 | 0 | 0 | 0 | 0 | 0 | 0 | 0 | 0 | 0 | 0 | 0 | 0
Battery | 9 | 4 | 0 | 0 | 0 | 0 | 0 | 0 | 0 | 0 | 0 | 0 | 0 | 0 | 0 | 0 | 0 | 0 | 0 | 0 | 0 | 0 | 0 | 0 | 0 | 0
Battery | 9 | 5 | 0 | 0 | 0 | 0 | 0 | 0 | 0 | 0 | 0 | 0 | 0 | 0 | 0 | 0 | 0 | 0 | 0 | 0 | 0 | 0 | 0 | 0 | 0 | 0
Battery | 9 | 6 | 0 | 0 | 0 | 0 | 0 | 0 | 0 | 0 | 0 | 0 | 0 | 0 | 0 | 0 | 0 | 0 | 0 | 0 | 0 | 0 | 0 | 0 | 0 | 0
Battery | 9 | 7 | 0 | 0 | 0 | 0 | 0 | 0 | 0 | 0 | 0 | 0 | 0 | 0 | 0 | 0 | 0 | 0 | 0 | 0 | 0 | 0 | 0 | 0 | 0 | 0
Battery | 9 | 8 | 0 | 0 | 0 | 0 | 0 | 0 | 0 | 0 | 0 | 0 | 0 | 0 | 0 | 0 | 0 | 0 | 0 | 0 | 0 | 0 | 0 | 0 | 0 | 0
Battery | 9 | 9 | 0 | 0 | 0 | 0 | 0 | 0 | 0 | 0 | 0 | 0 | 0 | 0 | 0 | 0 | 0 | 0 | 0 | 0 | 0 | 0 | 0 | 0 | 0 | 0
Battery | 9 | 10 | 0 | 0 | 0 | 0 | 0 | 0 | 0 | 0 | 0 | 0 | 0 | 0 | 0 | 0 | 0 | 0 | 0 | 0 | 0 | 0 | 0 | 0 | 0 | 0
Battery | 9 | 11 | 0 | 0 | 0 | 0 | 0 | 0 | 0 | 0 | 0 | 0 | 0 | 0 | 0 | 0 | 0 | 0 | 0 | 0 | 0 | 0 | 0 | 0 | 0 | 0
Battery | 10 | 0 | 0 | 0 | 0 | 0 | 0 | 0 | 0 | 0 | 0 | 0 | 0 | 0 | 0 | 0 | 0 | 0 | 0 | 0 | 0 | 0 | 0 | 0 | 0 | 0
Battery | 10 | 1 | 0 | 0 | 0 | 0 | 0 | 0 | 0 | 0 | 0 | 0 | 0 | 0 | 0 | 0 | 0 | 0 | 0 | 0 | 0 | 0 | 0 | 0 | 0 | 0
Battery | 10 | 2 | 0 | 0 | 0 | 0 | 0 | 0 | 0 | 0 | 0 | 0 | 0 | 0 | 0 | 0 | 0 | 0 | 0 | 0 | 0 | 0 | 0 | 0 | 0 | 0
Battery | 10 | 3 | 0 | 0 | 0 | 0 | 0 | 0 | 0 | 0 | 0 | 0 | 0 | 0 | 0 | 0 | 0 | 0 | 0 | 0 | 0 | 0 | 0 | 0 | 0 | 0
Battery | 10 | 4 | 0 | 0 | 0 | 0 | 0 | 0 | 0 | 0 | 0 | 0 | 0 | 0 | 0 | 0 | 0 | 0 | 0 | 0 | 0 | 0 | 0 | 0 | 0 | 0
Battery | 10 | 5 | 0 | 0 | 0 | 0 | 0 | 0 | 0 | 0 | 0 | 0 | 0 | 0 | 0 | 0 | 0 | 0 | 0 | 0 | 0 | 0 | 0 | 0 | 0 | 0
Battery | 10 | 6 | 0 | 0 | 0 | 0 | 0 | 0 | 0 | 0 | 0 | 0 | 0 | 0 | 0 | 0 | 0 | 0 | 0 | 0 | 0 | 0 | 0 | 0 | 0 | 0
Battery | 10 | 7 | 0 | 0 | 0 | 0 | 0 | 0 | 0 | 0 | 0 | 0 | 0 | 0 | 0 | 0 | 0 | 0 | 0 | 0 | 0 | 0 | 0 | 0 | 0 | 0
Battery | 10 | 8 | 0 | 0 | 0 | 0 | 0 | 0 | 0 | 0 | 0 | 0 | 0 | 0 | 0 | 0 | 0 | 0 | 0 | 0 | 0 | 0 | 0 | 0 | 0 | 0
Battery | 10 | 9 | 0 | 0 | 0 | 0 | 0 | 0 | 0 | 0 | 0 | 0 | 0 | 0 | 0 | 0 | 0 | 0 | 0 | 0 | 0 | 0 | 0 | 0 | 0 | 0
Battery | 10 | 10 | 0 | 0 | 0 | 0 | 0 | 0 | 0 | 0 | 0 | 0 | 0 | 0 | 0 | 0 | 0 | 0 | 0 | 0 | 0 | 0 | 0 | 0 | 0 | 0
Battery | 10 | 11 | 0 | 0 | 0 | 0 | 0 | 0 | 0 | 0 | 0 | 0 | 0 | 0 | 0 | 0 | 0 | 0 | 0 | 0 | 0 | 0 | 0 | 0 | 0 | 0
Battery | 11 | 0 | 0 | 0 | 0 | 0 | 0 | 0 | 0 | 0 | 0 | 0 | 0 | 0 | 0 | 0 | 0 | 0 | 0 | 0 | 0 | 0 | 0 | 0 | 0 | 0
Battery | 11 | 1 | 0 | 0 | 0 | 0 | 0 | 0 | 0 | 0 | 0 | 0 | 0 | 0 | 0 | 0 | 0 | 0 | 0 | 0 | 0 | 0 | 0 | 0 | 0 | 0
Battery | 11 | 2 | 0 | 0 | 0 | 0 | 0 | 0 | 0 | 0 | 0 | 0 | 0 | 0 | 0 | 0 | 0 | 0 | 0 | 0 | 0 | 0 | 0 | 0 | 0 | 0
Battery | 11 | 3 | 0 | 0 | 0 | 0 | 0 | 0 | 0 | 0 | 0 | 0 | 0 | 0 | 0 | 0 | 0 | 0 | 0 | 0 | 0 | 0 | 0 | 0 | 0 | 0
Battery | 11 | 4 | 0 | 0 | 0 | 0 | 0 | 0 | 0 | 0 | 0 | 0 | 0 | 0 | 0 | 0 | 0 | 0 | 0 | 0 | 0 | 0 | 0 | 0 | 0 | 0
Battery | 11 | 5 | 0 | 0 | 0 | 0 | 0 | 0 | 0 | 0 | 0 | 0 | 0 | 0 | 0 | 0 | 0 | 0 | 0 | 0 | 0 | 0 | 0 | 0 | 0 | 0
Battery | 11 | 6 | 0 | 0 | 0 | 0 | 0 | 0 | 0 | 0 | 0 | 0 | 0 | 0 | 0 | 0 | 0 | 0 | 0 | 0 | 0 | 0 | 0 | 0 | 0 | 0
Battery | 11 | 7 | 0 | 0 | 0 | 0 | 0 | 0 | 0 | 0 | 0 | 0 | 0 | 0 | 0 | 0 | 0 | 0 | 0 | 0 | 0 | 0 | 0 | 0 | 0 | 0
Battery | 11 | 8 | 0 | 0 | 0 | 0 | 0 | 0 | 0 | 0 | 0 | 0 | 0 | 0 | 0 | 0 | 0 | 0 | 0 | 0 | 0 | 0 | 0 | 0 | 0 | 0
Battery | 11 | 9 | 0 | 0 | 0 | 0 | 0 | 0 | 0 | 0 | 0 | 0 | 0 | 0 | 0 | 0 | 0 | 0 | 0 | 0 | 0 | 0 | 0 | 0 | 0 | 0
Battery | 11 | 10 | 0 | 0 | 0 | 0 | 0 | 0 | 0 | 0 | 0 | 0 | 0 | 0 | 0 | 0 | 0 | 0 | 0 | 0 | 0 | 0 | 0 | 0 | 0 | 0
Battery | 11 | 11 | 0 | 0 | 0 | 0 | 0 | 0 | 0 | 0 | 0 | 0 | 0 | 0 | 0 | 0 | 0 | 0 | 0 | 0 | 0 | 0 | 0 | 0 | 0 | 0
Battery | 12 | 0 | 0 | 0 | 0 | 0 | 0 | 0 | 0 | 0 | 0 | 0 | 0 | 0 | 0 | 0 | 0 | 0 | 0 | 0 | 0 | 0 | 0 | 0 | 0 | 0
Battery | 12 | 1 | 0 | 0 | 0 | 0 | 0 | 0 | 0 | 0 | 0 | 0 | 0 | 0 | 0 | 0 | 0 | 0 | 0 | 0 | 0 | 0 | 0 | 0 | 0 | 0
Battery | 12 | 2 | 0 | 0 | 0 | 0 | 0 | 0 | 0 | 0 | 0 | 0 | 0 | 0 | 0 | 0 | 0 | 0 | 0 | 0 | 0 | 0 | 0 | 0 | 0 | 0
Battery | 12 | 3 | 0 | 0 | 0 | 0 | 0 | 0 | 0 | 0 | 0 | 0 | 0 | 0 | 0 | 0 | 0 | 0 | 0 | 0 | 0 | 0 | 0 | 0 | 0 | 0
Battery | 12 | 4 | 0 | 0 | 0 | 0 | 0 | 0 | 0 | 0 | 0 | 0 | 0 | 0 | 0 | 0 | 0 | 0 | 0 | 0 | 0 | 0 | 0 | 0 | 0 | 0
Battery | 12 | 5 | 0 | 0 | 0 | 0 | 0 | 0 | 0 | 0 | 0 | 0 | 0 | 0 | 0 | 0 | 0 | 0 | 0 | 0 | 0 | 0 | 0 | 0 | 0 | 0
Battery | 12 | 6 | 0 | 0 | 0 | 0 | 0 | 0 | 0 | 0 | 0 | 0 | 0 | 0 | 0 | 0 | 0 | 0 | 0 | 0 | 0 | 0 | 0 | 0 | 0 | 0
Battery | 12 | 7 | 0 | 0 | 0 | 0 | 0 | 0 | 0 | 0 | 0 | 0 | 0 | 0 | 0 | 0 | 0 | 0 | 0 | 0 | 0 | 0 | 0 | 0 | 0 | 0
Battery | 12 | 8 | 0 | 0 | 0 | 0 | 0 | 0 | 0 | 0 | 0 | 0 | 0 | 0 | 0 | 0 | 0 | 0 | 0 | 0 | 0 | 0 | 0 | 0 | 0 | 0
Battery | 12 | 9 | 0 | 0 | 0 | 0 | 0 | 0 | 0 | 0 | 0 | 0 | 0 | 0 | 0 | 0 | 0 | 0 | 0 | 0 | 0 | 0 | 0 | 0 | 0 | 0
Battery | 12 | 10 | 0 | 0 | 0 | 0 | 0 | 0 | 0 | 0 | 0 | 0 | 0 | 0 | 0 | 0 | 0 | 0 | 0 | 0 | 0 | 0 | 0 | 0 | 0 | 0
Battery | 12 | 11 | 0 | 0 | 0 | 0 | 0 | 0 | 0 | 0 | 0 | 0 | 0 | 0 | 0 | 0 | 0 | 0 | 0 | 0 | 0 | 0 | 0 | 0 | 0 | 0
Battery | 13 | 0 | 0 | 0 | 0 | 0 | 0 | 0 | 0 | 0 | 0 | 0 | 0 | 0 | 0 | 0 | 0 | 0 | 0 | 0 | 0 | 0 | 0 | 0 | 0 | 0
Battery | 13 | 1 | 0 | 0 | 0 | 0 | 0 | 0 | 0 | 0 | 0 | 0 | 0 | 0 | 0 | 0 | 0 | 0 | 0 | 0 | 0 | 0 | 0 | 0 | 0 | 0
Battery | 13 | 2 | 0 | 0 | 0 | 0 | 0 | 0 | 0 | 0 | 0 | 0 | 0 | 0 | 0 | 0 | 0 | 0 | 0 | 0 | 0 | 0 | 0 | 0 | 0 | 0
Battery | 13 | 3 | 0 | 0 | 0 | 0 | 0 | 0 | 0 | 0 | 0 | 0 | 0 | 0 | 0 | 0 | 0 | 0 | 0 | 0 | 0 | 0 | 0 | 0 | 0 | 0
Battery | 13 | 4 | 0 | 0 | 0 | 0 | 0 | 0 | 0 | 0 | 0 | 0 | 0 | 0 | 0 | 0 | 0 | 0 | 0 | 0 | 0 | 0 | 0 | 0 | 0 | 0
Battery | 13 | 5 | 0 | 0 | 0 | 0 | 0 | 0 | 0 | 0 | 0 | 0 | 0 | 0 | 0 | 0 | 0 | 0 | 0 | 0 | 0 | 0 | 0 | 0 | 0 | 0
Battery | 13 | 6 | 0 | 0 | 0 | 0 | 0 | 0 | 0 | 0 | 0 | 0 | 0 | 0 | 0 | 0 | 0 | 0 | 0 | 0 | 0 | 0 | 0 | 0 | 0 | 0
Battery | 13 | 7 | 0 | 0 | 0 | 0 | 0 | 0 | 0 | 0 | 0 | 0 | 0 | 0 | 0 | 0 | 0 | 0 | 0 | 0 | 0 | 0 | 0 | 0 | 0 | 0
Battery | 13 | 8 | 0 | 0 | 0 | 0 | 0 | 0 | 0 | 0 | 0 | 0 | 0 | 0 | 0 | 0 | 0 | 0 | 0 | 0 | 0 | 0 | 0 | 0 | 0 | 0
Battery | 13 | 9 | 0 | 0 | 0 | 0 | 0 | 0 | 0 | 0 | 0 | 0 | 0 | 0 | 0 | 0 | 0 | 0 | 0 | 0 | 0 | 0 | 0 | 0 | 0 | 0
Battery | 13 | 10 | 0 | 0 | 0 | 0 | 0 | 0 | 0 | 0 | 0 | 0 | 0 | 0 | 0 | 0 | 0 | 0 | 0 | 0 | 0 | 0 | 0 | 0 | 0 | 0
Battery | 13 | 11 | 0 | 0 | 0 | 0 | 0 | 0 | 0 | 0 | 0 | 0 | 0 | 0 | 0 | 0 | 0 | 0 | 0 | 0 | 0 | 0 | 0 | 0 | 0 | 0
Battery | 14 | 0 | 0 | 0 | 0 | 0 | 0 | 0 | 0 | 0 | 0 | 0 | 0 | 0 | 0 | 0 | 0 | 0 | 0 | 0 | 0 | 0 | 0 | 0 | 0 | 0
Battery | 14 | 1 | 0 | 0 | 0 | 0 | 0 | 0 | 0 | 0 | 0 | 0 | 0 | 0 | 0 | 0 | 0 | 0 | 0 | 0 | 0 | 0 | 0 | 0 | 0 | 0
Battery | 14 | 2 | 0 | 0 | 0 | 0 | 0 | 0 | 0 | 0 | 0 | 0 | 0 | 0 | 0 | 0 | 0 | 0 | 0 | 0 | 0 | 0 | 0 | 0 | 0 | 0
Battery | 14 | 3 | 0 | 0 | 0 | 0 | 0 | 0 | 0 | 0 | 0 | 0 | 0 | 0 | 0 | 0 | 0 | 0 | 0 | 0 | 0 | 0 | 0 | 0 | 0 | 0
Battery | 14 | 4 | 0 | 0 | 0 | 0 | 0 | 0 | 0 | 0 | 0 | 0 | 0 | 0 | 0 | 0 | 0 | 0 | 0 | 0 | 0 | 0 | 0 | 0 | 0 | 0
Battery | 14 | 5 | 0 | 0 | 0 | 0 | 0 | 0 | 0 | 0 | 0 | 0 | 0 | 0 | 0 | 0 | 0 | 0 | 0 | 0 | 0 | 0 | 0 | 0 | 0 | 0
Battery | 14 | 6 | 0 | 0 | 0 | 0 | 0 | 0 | 0 | 0 | 0 | 0 | 0 | 0 | 0 | 0 | 0 | 0 | 0 | 0 | 0 | 0 | 0 | 0 | 0 | 0
Battery | 14 | 7 | 0 | 0 | 0 | 0 | 0 | 0 | 0 | 0 | 0 | 0 | 0 | 0 | 0 | 0 | 0 | 0 | 0 | 0 | 0 | 0 | 0 | 0 | 0 | 0
Battery | 14 | 8 | 0 | 0 | 0 | 0 | 0 | 0 | 0 | 0 | 0 | 0 | 0 | 0 | 0 | 0 | 0 | 0 | 0 | 0 | 0 | 0 | 0 | 0 | 0 | 0
Battery | 14 | 9 | 0 | 0 | 0 | 0 | 0 | 0 | 0 | 0 | 0 | 0 | 0 | 0 | 0 | 0 | 0 | 0 | 0 | 0 | 0 | 0 | 0 | 0 | 0 | 0
Battery | 14 | 10 | 0 | 0 | 0 | 0 | 0 | 0 | 0 | 0 | 0 | 0 | 0 | 0 | 0 | 0 | 0 | 0 | 0 | 0 | 0 | 0 | 0 | 0 | 0 | 0
Battery | 14 | 11 | 0 | 0 | 0 | 0 | 0 | 0 | 0 | 0 | 0 | 0 | 0 | 0 | 0 | 0 | 0 | 0 | 0 | 0 | 0 | 0 | 0 | 0 | 0 | 0
Battery | 15 | 0 | 0 | 0 | 0 | 0 | 0 | 0 | 0 | 0 | 0 | 0 | 0 | 0 | 0 | 0 | 0 | 0 | 0 | 0 | 0 | 0 | 0 | 0 | 0 | 0
Battery | 15 | 1 | 0 | 0 | 0 | 0 | 0 | 0 | 0 | 0 | 0 | 0 | 0 | 0 | 0 | 0 | 0 | 0 | 0 | 0 | 0 | 0 | 0 | 0 | 0 | 0
Battery | 15 | 2 | 0 | 0 | 0 | 0 | 0 | 0 | 0 | 0 | 0 | 0 | 0 | 0 | 0 | 0 | 0 | 0 | 0 | 0 | 0 | 0 | 0 | 0 | 0 | 0
Battery | 15 | 3 | 0 | 0 | 0 | 0 | 0 | 0 | 0 | 0 | 0 | 0 | 0 | 0 | 0 | 0 | 0 | 0 | 0 | 0 | 0 | 0 | 0 | 0 | 0 | 0
Battery | 15 | 4 | 0 | 0 | 0 | 0 | 0 | 0 | 0 | 0 | 0 | 0 | 0 | 0 | 0 | 0 | 0 | 0 | 0 | 0 | 0 | 0 | 0 | 0 | 0 | 0
Battery | 15 | 5 | 0 | 0 | 0 | 0 | 0 | 0 | 0 | 0 | 0 | 0 | 0 | 0 | 0 | 0 | 0 | 0 | 0 | 0 | 0 | 0 | 0 | 0 | 0 | 0
Battery | 15 | 6 | 0 | 0 | 0 | 0 | 0 | 0 | 0 | 0 | 0 | 0 | 0 | 0 | 0 | 0 | 0 | 0 | 0 | 0 | 0 | 0 | 0 | 0 | 0 | 0
Battery | 15 | 7 | 0 | 0 | 0 | 0 | 0 | 0 | 0 | 0 | 0 | 0 | 0 | 0 | 0 | 0 | 0 | 0 | 0 | 0 | 0 | 0 | 0 | 0 | 0 | 0
Battery | 15 | 8 | 0 | 0 | 0 | 0 | 0 | 0 | 0 | 0 | 0 | 0 | 0 | 0 | 0 | 0 | 0 | 0 | 0 | 0 | 0 | 0 | 0 | 0 | 0 | 0
Battery | 15 | 9 | 0 | 0 | 0 | 0 | 0 | 0 | 0 | 0 | 0 | 0 | 0 | 0 | 0 | 0 | 0 | 0 | 0 | 0 | 0 | 0 | 0 | 0 | 0 | 0
Battery | 15 | 10 | 0 | 0 | 0 | 0 | 0 | 0 | 0 | 0 | 0 | 0 | 0 | 0 | 0 | 0 | 0 | 0 | 0 | 0 | 0 | 0 | 0 | 0 | 0 | 0
Battery | 15 | 11 | 0 | 0 | 0 | 0 | 0 | 0 | 0 | 0 | 0 | 0 | 0 | 0 | 0 | 0 | 0 | 0 | 0 | 0 | 0 | 0 | 0 | 0 | 0 | 0
Battery | 16 | 0 | 0 | 0 | 0 | 0 | 0 | 0 | 0 | 0 | 0 | 0 | 0 | 0 | 0 | 0 | 0 | 0 | 0 | 0 | 0 | 0 | 0 | 0 | 0 | 0
Battery | 16 | 1 | 0 | 0 | 0 | 0 | 0 | 0 | 0 | 0 | 0 | 0 | 0 | 0 | 0 | 0 | 0 | 0 | 0 | 0 | 0 | 0 | 0 | 0 | 0 | 0
Battery | 16 | 2 | 0 | 0 | 0 | 0 | 0 | 0 | 0 | 0 | 0 | 0 | 0 | 0 | 0 | 0 | 0 | 0 | 0 | 0 | 0 | 0 | 0 | 0 | 0 | 0
Battery | 16 | 3 | 0 | 0 | 0 | 0 | 0 | 0 | 0 | 0 | 0 | 0 | 0 | 0 | 0 | 0 | 0 | 0 | 0 | 0 | 0 | 0 | 0 | 0 | 0 | 0
Battery | 16 | 4 | 0 | 0 | 0 | 0 | 0 | 0 | 0 | 0 | 0 | 0 | 0 | 0 | 0 | 0 | 0 | 0 | 0 | 0 | 0 | 0 | 0 | 0 | 0 | 0
Battery | 16 | 5 | 0 | 0 | 0 | 0 | 0 | 0 | 0 | 0 | 0 | 0 | 0 | 0 | 0 | 0 | 0 | 0 | 0 | 0 | 0 | 0 | 0 | 0 | 0 | 0
Battery | 16 | 6 | 0 | 0 | 0 | 0 | 0 | 0 | 0 | 0 | 0 | 0 | 0 | 0 | 0 | 0 | 0 | 0 | 0 | 0 | 0 | 0 | 0 | 0 | 0 | 0
Battery | 16 | 7 | 0 | 0 | 0 | 0 | 0 | 0 | 0 | 0 | 0 | 0 | 0 | 0 | 0 | 0 | 0 | 0 | 0 | 0 | 0 | 0 | 0 | 0 | 0 | 0
Battery | 16 | 8 | 0 | 0 | 0 | 0 | 0 | 0 | 0 | 0 | 0 | 0 | 0 | 0 | 0 | 0 | 0 | 0 | 0 | 0 | 0 | 0 | 0 | 0 | 0 | 0
Battery | 16 | 9 | 0 | 0 | 0 | 0 | 0 | 0 | 0 | 0 | 0 | 0 | 0 | 0 | 0 | 0 | 0 | 0 | 0 | 0 | 0 | 0 | 0 | 0 | 0 | 0
Battery | 16 | 10 | 0 | 0 | 0 | 0 | 0 | 0 | 0 | 0 | 0 | 0 | 0 | 0 | 0 | 0 | 0 | 0 | 0 | 0 | 0 | 0 | 0 | 0 | 0 | 0
Battery | 16 | 11 | 0 | 0 | 0 | 0 | 0 | 0 | 0 | 0 | 0 | 0 | 0 | 0 | 0 | 0 | 0 | 0 | 0 | 0 | 0 | 0 | 0 | 0 | 0 | 0
Battery | 17 | 0 | 0 | 0 | 0 | 0 | 0 | 0 | 0 | 0 | 0 | 0 | 0 | 0 | 0 | 0 | 0 | 0 | 0 | 0 | 0 | 0 | 0 | 0 | 0 | 0
Battery | 17 | 1 | 0 | 0 | 0 | 0 | 0 | 0 | 0 | 0 | 0 | 0 | 0 | 0 | 0 | 0 | 0 | 0 | 0 | 0 | 0 | 0 | 0 | 0 | 0 | 0
Battery | 17 | 2 | 0 | 0 | 0 | 0 | 0 | 0 | 0 | 0 | 0 | 0 | 0 | 0 | 0 | 0 | 0 | 0 | 0 | 0 | 0 | 0 | 0 | 0 | 0 | 0
Battery | 17 | 3 | 0 | 0 | 0 | 0 | 0 | 0 | 0 | 0 | 0 | 0 | 0 | 0 | 0 | 0 | 0 | 0 | 0 | 0 | 0 | 0 | 0 | 0 | 0 | 0
Battery | 17 | 4 | 0 | 0 | 0 | 0 | 0 | 0 | 0 | 0 | 0 | 0 | 0 | 0 | 0 | 0 | 0 | 0 | 0 | 0 | 0 | 0 | 0 | 0 | 0 | 0
Battery | 17 | 5 | 0 | 0 | 0 | 0 | 0 | 0 | 0 | 0 | 0 | 0 | 0 | 0 | 0 | 0 | 0 | 0 | 0 | 0 | 0 | 0 | 0 | 0 | 0 | 0
Battery | 17 | 6 | 0 | 0 | 0 | 0 | 0 | 0 | 0 | 0 | 0 | 0 | 0 | 0 | 0 | 0 | 0 | 0 | 0 | 0 | 0 | 0 | 0 | 0 | 0 | 0
Battery | 17 | 7 | 0 | 0 | 0 | 0 | 0 | 0 | 0 | 0 | 0 | 0 | 0 | 0 | 0 | 0 | 0 | 0 | 0 | 0 | 0 | 0 | 0 | 0 | 0 | 0
Battery | 17 | 8 | 0 | 0 | 0 | 0 | 0 | 0 | 0 | 0 | 0 | 0 | 0 | 0 | 0 | 0 | 0 | 0 | 0 | 0 | 0 | 0 | 0 | 0 | 0 | 0
Battery | 17 | 9 | 0 | 0 | 0 | 0 | 0 | 0 | 0 | 0 | 0 | 0 | 0 | 0 | 0 | 0 | 0 | 0 | 0 | 0 | 0 | 0 | 0 | 0 | 0 | 0
Battery | 17 | 10 | 0 | 0 | 0 | 0 | 0 | 0 | 0 | 0 | 0 | 0 | 0 | 0 | 0 | 0 | 0 | 0 | 0 | 0 | 0 | 0 | 0 | 0 | 0 | 0
Battery | 17 | 11 | 0 | 0 | 0 | 0 | 0 | 0 | 0 | 0 | 0 | 0 | 0 | 0 | 0 | 0 | 0 | 0 | 0 | 0 | 0 | 0 | 0 | 0 | 0 | 0
Battery | 18 | 0 | 0 | 0 | 0 | 0 | 0 | 0 | 0 | 0 | 0 | 0 | 0 | 0 | 0 | 0 | 0 | 0 | 0 | 0 | 0 | 0 | 0 | 0 | 0 | 0
Battery | 18 | 1 | 0 | 0 | 0 | 0 | 0 | 0 | 0 | 0 | 0 | 0 | 0 | 0 | 0 | 0 | 0 | 0 | 0 | 0 | 0 | 0 | 0 | 0 | 0 | 0
Battery | 18 | 2 | 0 | 0 | 0 | 0 | 0 | 0 | 0 | 0 | 0 | 0 | 0 | 0 | 0 | 0 | 0 | 0 | 0 | 0 | 0 | 0 | 0 | 0 | 0 | 0
Battery | 18 | 3 | 0 | 0 | 0 | 0 | 0 | 0 | 0 | 0 | 0 | 0 | 0 | 0 | 0 | 0 | 0 | 0 | 0 | 0 | 0 | 0 | 0 | 0 | 0 | 0
Battery | 18 | 4 | 0 | 0 | 0 | 0 | 0 | 0 | 0 | 0 | 0 | 0 | 0 | 0 | 0 | 0 | 0 | 0 | 0 | 0 | 0 | 0 | 0 | 0 | 0 | 0
Battery | 18 | 5 | 0 | 0 | 0 | 0 | 0 | 0 | 0 | 0 | 0 | 0 | 0 | 0 | 0 | 0 | 0 | 0 | 0 | 0 | 0 | 0 | 0 | 0 | 0 | 0
Battery | 18 | 6 | 0 | 0 | 0 | 0 | 0 | 0 | 0 | 0 | 0 | 0 | 0 | 0 | 0 | 0 | 0 | 0 | 0 | 0 | 0 | 0 | 0 | 0 | 0 | 0
Battery | 18 | 7 | 0 | 0 | 0 | 0 | 0 | 0 | 0 | 0 | 0 | 0 | 0 | 0 | 0 | 0 | 0 | 0 | 0 | 0 | 0 | 0 | 0 | 0 | 0 | 0
Battery | 18 | 8 | 0 | 0 | 0 | 0 | 0 | 0 | 0 | 0 | 0 | 0 | 0 | 0 | 0 | 0 | 0 | 0 | 0 | 0 | 0 | 0 | 0 | 0 | 0 | 0
Battery | 18 | 9 | 0 | 0 | 0 | 0 | 0 | 0 | 0 | 0 | 0 | 0 | 0 | 0 | 0 | 0 | 0 | 0 | 0 | 0 | 0 | 0 | 0 | 0 | 0 | 0
Battery | 18 | 10 | 0 | 0 | 0 | 0 | 0 | 0 | 0 | 0 | 0 | 0 | 0 | 0 | 0 | 0 | 0 | 0 | 0 | 0 | 0 | 0 | 0 | 0 | 0 | 0
Battery | 18 | 11 | 0 | 0 | 0 | 0 | 0 | 0 | 0 | 0 | 0 | 0 | 0 | 0 | 0 | 0 | 0 | 0 | 0 | 0 | 0 | 0 | 0 | 0 | 0 | 0
Battery | 19 | 0 | 0 | 0 | 0 | 0 | 0 | 0 | 0 | 0 | 0 | 0 | 0 | 0 | 0 | 0 | 0 | 0 | 0 | 0 | 0 | 0 | 0 | 0 | 0 | 0
Battery | 19 | 1 | 0 | 0 | 0 | 0 | 0 | 0 | 0 | 0 | 0 | 0 | 0 | 0 | 0 | 0 | 0 | 0 | 0 | 0 | 0 | 0 | 0 | 0 | 0 | 0
Battery | 19 | 2 | 0 | 0 | 0 | 0 | 0 | 0 | 0 | 0 | 0 | 0 | 0 | 0 | 0 | 0 | 0 | 0 | 0 | 0 | 0 | 0 | 0 | 0 | 0 | 0
Battery | 19 | 3 | 0 | 0 | 0 | 0 | 0 | 0 | 0 | 0 | 0 | 0 | 0 | 0 | 0 | 0 | 0 | 0 | 0 | 0 | 0 | 0 | 0 | 0 | 0 | 0
Battery | 19 | 4 | 0 | 0 | 0 | 0 | 0 | 0 | 0 | 0 | 0 | 0 | 0 | 0 | 0 | 0 | 0 | 0 | 0 | 0 | 0 | 0 | 0 | 0 | 0 | 0
Battery | 19 | 5 | 0 | 0 | 0 | 0 | 0 | 0 | 0 | 0 | 0 | 0 | 0 | 0 | 0 | 0 | 0 | 0 | 0 | 0 | 0 | 0 | 0 | 0 | 0 | 0
Battery | 19 | 6 | 0 | 0 | 0 | 0 | 0 | 0 | 0 | 0 | 0 | 0 | 0 | 0 | 0 | 0 | 0 | 0 | 0 | 0 | 0 | 0 | 0 | 0 | 0 | 0
Battery | 19 | 7 | 0 | 0 | 0 | 0 | 0 | 0 | 0 | 0 | 0 | 0 | 0 | 0 | 0 | 0 | 0 | 0 | 0 | 0 | 0 | 0 | 0 | 0 | 0 | 0
Battery | 19 | 8 | 0 | 0 | 0 | 0 | 0 | 0 | 0 | 0 | 0 | 0 | 0 | 0 | 0 | 0 | 0 | 0 | 0 | 0 | 0 | 0 | 0 | 0 | 0 | 0
Battery | 19 | 9 | 0 | 0 | 0 | 0 | 0 | 0 | 0 | 0 | 0 | 0 | 0 | 0 | 0 | 0 | 0 | 0 | 0 | 0 | 0 | 0 | 0 | 0 | 0 | 0
Battery | 19 | 10 | 0 | 0 | 0 | 0 | 0 | 0 | 0 | 0 | 0 | 0 | 0 | 0 | 0 | 0 | 0 | 0 | 0 | 0 | 0 | 0 | 0 | 0 | 0 | 0
Battery | 19 | 11 | 0 | 0 | 0 | 0 | 0 | 0 | 0 | 0 | 0 | 0 | 0 | 0 | 0 | 0 | 0 | 0 | 0 | 0 | 0 | 0 | 0 | 0 | 0 | 0

## Discharging
Generation Technology | Year | Day | Hour 0 | Hour 1 | Hour 2 | Hour 3 | Hour 4 | Hour 5 | Hour 6 | Hour 7 | Hour 8 | Hour 9 | Hour 10 | Hour 11 | Hour 12 | Hour 13 | Hour 14 | Hour 15 | Hour 16 | Hour 17 | Hour 18 | Hour 19 | Hour 20 | Hour 21 | Hour 22 | Hour 23
Battery | 0 | 0 | 0 | 0 | 0 | 0 | 0 | 0 | 0 | 0 | 0 | 0 | 0 | 0 | 0 | 0 | 0 | 0 | 0 | 0 | 0 | 0 | 0 | 0 | 0 | 0
Battery | 0 | 1 | 0 | 0 | 0 | 0 | 0 | 0 | 0 | 0 | 0 | 0 | 0 | 0 | 0 | 0 | 0 | 0 | 0 | 0 | 0 | 0 | 0 | 0 | 0 | 0
Battery | 0 | 2 | 0 | 0 | 0 | 0 | 0 | 0 | 0 | 0 | 0 | 0 | 0 | 0 | 0 | 0 | 0 | 0 | 0 | 0 | 0 | 0 | 0 | 0 | 0 | 0
Battery | 0 | 3 | 0 | 0 | 0 | 0 | 0 | 0 | 0 | 0 | 0 | 0 | 0 | 0 | 0 | 0 | 0 | 0 | 0 | 0 | 0 | 0 | 0 | 0 | 0 | 0
Battery | 0 | 4 | 0 | 0 | 0 | 0 | 0 | 0 | 0 | 0 | 0 | 0 | 0 | 0 | 0 | 0 | 0 | 0 | 0 | 0 | 0 | 0 | 0 | 0 | 0 | 0
Battery | 0 | 5 | 0 | 0 | 0 | 0 | 0 | 0 | 0 | 0 | 0 | 0 | 0 | 0 | 0 | 0 | 0 | 0 | 0 | 0 | 0 | 0 | 0 | 0 | 0 | 0
Battery | 0 | 6 | 0 | 0 | 0 | 0 | 0 | 0 | 0 | 0 | 0 | 0 | 0 | 0 | 0 | 0 | 0 | 0 | 0 | 0 | 0 | 0 | 0 | 0 | 0 | 0
Battery | 0 | 7 | 0 | 0 | 0 | 0 | 0 | 0 | 0 | 0 | 0 | 0 | 0 | 0 | 0 | 0 | 0 | 0 | 0 | 0 | 0 | 0 | 0 | 0 | 0 | 0
Battery | 0 | 8 | 0 | 0 | 0 | 0 | 0 | 0 | 0 | 0 | 0 | 0 | 0 | 0 | 0 | 0 | 0 | 0 | 0 | 0 | 0 | 0 | 0 | 0 | 0 | 0
Battery | 0 | 9 | 0 | 0 | 0 | 0 | 0 | 0 | 0 | 0 | 0 | 0 | 0 | 0 | 0 | 0 | 0 | 0 | 0 | 0 | 0 | 0 | 0 | 0 | 0 | 0
Battery | 0 | 10 | 0 | 0 | 0 | 0 | 0 | 0 | 0 | 0 | 0 | 0 | 0 | 0 | 0 | 0 | 0 | 0 | 0 | 0 | 0 | 0 | 0 | 0 | 0 | 0
Battery | 0 | 11 | 0 | 0 | 0 | 0 | 0 | 0 | 0 | 0 | 0 | 0 | 0 | 0 | 0 | 0 | 0 | 0 | 0 | 0 | 0 | 0 | 0 | 0 | 0 | 0
Battery | 1 | 0 | 0 | 0 | 0 | 0 | 0 | 0 | 0 | 0 | 0 | 0 | 0 | 0 | 0 | 0 | 0 | 0 | 0 | 0 | 0 | 0 | 0 | 0 | 0 | 0
Battery | 1 | 1 | 0 | 0 | 0 | 0 | 0 | 0 | 0 | 0 | 0 | 0 | 0 | 0 | 0 | 0 | 0 | 0 | 0 | 0 | 0 | 0 | 0 | 0 | 0 | 0
Battery | 1 | 2 | 0 | 0 | 0 | 0 | 0 | 0 | 0 | 0 | 0 | 0 | 0 | 0 | 0 | 0 | 0 | 0 | 0 | 0 | 0 | 0 | 0 | 0 | 0 | 0
Battery | 1 | 3 | 0 | 0 | 0 | 0 | 0 | 0 | 0 | 0 | 0 | 0 | 0 | 0 | 0 | 0 | 0 | 0 | 0 | 0 | 0 | 0 | 0 | 0 | 0 | 0
Battery | 1 | 4 | 0 | 0 | 0 | 0 | 0 | 0 | 0 | 0 | 0 | 0 | 0 | 0 | 0 | 0 | 0 | 0 | 0 | 0 | 0 | 0 | 0 | 0 | 0 | 0
Battery | 1 | 5 | 0 | 0 | 0 | 0 | 0 | 0 | 0 | 0 | 0 | 0 | 0 | 0 | 0 | 0 | 0 | 0 | 0 | 0 | 0 | 0 | 0 | 0 | 0 | 0
Battery | 1 | 6 | 0 | 0 | 0 | 0 | 0 | 0 | 0 | 0 | 0 | 0 | 0 | 0 | 0 | 0 | 0 | 0 | 0 | 0 | 0 | 0 | 0 | 0 | 0 | 0
Battery | 1 | 7 | 0 | 0 | 0 | 0 | 0 | 0 | 0 | 0 | 0 | 0 | 0 | 0 | 0 | 0 | 0 | 0 | 0 | 0 | 0 | 0 | 0 | 0 | 0 | 0
Battery | 1 | 8 | 0 | 0 | 0 | 0 | 0 | 0 | 0 | 0 | 0 | 0 | 0 | 0 | 0 | 0 | 0 | 0 | 0 | 0 | 0 | 0 | 0 | 0 | 0 | 0
Battery | 1 | 9 | 0 | 0 | 0 | 0 | 0 | 0 | 0 | 0 | 0 | 0 | 0 | 0 | 0 | 0 | 0 | 0 | 0 | 0 | 0 | 0 | 0 | 0 | 0 | 0
Battery | 1 | 10 | 0 | 0 | 0 | 0 | 0 | 0 | 0 | 0 | 0 | 0 | 0 | 0 | 0 | 0 | 0 | 0 | 0 | 0 | 0 | 0 | 0 | 0 | 0 | 0
Battery | 1 | 11 | 0 | 0 | 0 | 0 | 0 | 0 | 0 | 0 | 0 | 0 | 0 | 0 | 0 | 0 | 0 | 0 | 0 | 0 | 0 | 0 | 0 | 0 | 0 | 0
Battery | 2 | 0 | 0 | 0 | 0 | 0 | 0 | 0 | 0 | 0 | 0 | 0 | 0 | 0 | 0 | 0 | 0 | 0 | 0 | 0 | 0 | 0 | 0 | 0 | 0 | 0
Battery | 2 | 1 | 0 | 0 | 0 | 0 | 0 | 0 | 0 | 0 | 0 | 0 | 0 | 0 | 0 | 0 | 0 | 0 | 0 | 0 | 0 | 0 | 0 | 0 | 0 | 0
Battery | 2 | 2 | 0 | 0 | 0 | 0 | 0 | 0 | 0 | 0 | 0 | 0 | 0 | 0 | 0 | 0 | 0 | 0 | 0 | 0 | 0 | 0 | 0 | 0 | 0 | 0
Battery | 2 | 3 | 0 | 0 | 0 | 0 | 0 | 0 | 0 | 0 | 0 | 0 | 0 | 0 | 0 | 0 | 0 | 0 | 0 | 0 | 0 | 0 | 0 | 0 | 0 | 0
Battery | 2 | 4 | 0 | 0 | 0 | 0 | 0 | 0 | 0 | 0 | 0 | 0 | 0 | 0 | 0 | 0 | 0 | 0 | 0 | 0 | 0 | 0 | 0 | 0 | 0 | 0
Battery | 2 | 5 | 0 | 0 | 0 | 0 | 0 | 0 | 0 | 0 | 0 | 0 | 0 | 0 | 0 | 0 | 0 | 0 | 0 | 0 | 0 | 0 | 0 | 0 | 0 | 0
Battery | 2 | 6 | 0 | 0 | 0 | 0 | 0 | 0 | 0 | 0 | 0 | 0 | 0 | 0 | 0 | 0 | 0 | 0 | 0 | 0 | 0 | 0 | 0 | 0 | 0 | 0
Battery | 2 | 7 | 0 | 0 | 0 | 0 | 0 | 0 | 0 | 0 | 0 | 0 | 0 | 0 | 0 | 0 | 0 | 0 | 0 | 0 | 0 | 0 | 0 | 0 | 0 | 0
Battery | 2 | 8 | 0 | 0 | 0 | 0 | 0 | 0 | 0 | 0 | 0 | 0 | 0 | 0 | 0 | 0 | 0 | 0 | 0 | 0 | 0 | 0 | 0 | 0 | 0 | 0
Battery | 2 | 9 | 0 | 0 | 0 | 0 | 0 | 0 | 0 | 0 | 0 | 0 | 0 | 0 | 0 | 0 | 0 | 0 | 0 | 0 | 0 | 0 | 0 | 0 | 0 | 0
Battery | 2 | 10 | 0 | 0 | 0 | 0 | 0 | 0 | 0 | 0 | 0 | 0 | 0 | 0 | 0 | 0 | 0 | 0 | 0 | 0 | 0 | 0 | 0 | 0 | 0 | 0
Battery | 2 | 11 | 0 | 0 | 0 | 0 | 0 | 0 | 0 | 0 | 0 | 0 | 0 | 0 | 0 | 0 | 0 | 0 | 0 | 0 | 0 | 0 | 0 | 0 | 0 | 0
Battery | 3 | 0 | 0 | 0 | 0 | 0 | 0 | 0 | 0 | 0 | 0 | 0 | 0 | 0 | 0 | 0 | 0 | 0 | 0 | 0 | 0 | 0 | 0 | 0 | 0 | 0
Battery | 3 | 1 | 0 | 0 | 0 | 0 | 0 | 0 | 0 | 0 | 0 | 0 | 0 | 0 | 0 | 0 | 0 | 0 | 0 | 0 | 0 | 0 | 0 | 0 | 0 | 0
Battery | 3 | 2 | 0 | 0 | 0 | 0 | 0 | 0 | 0 | 0 | 0 | 0 | 0 | 0 | 0 | 0 | 0 | 0 | 0 | 0 | 0 | 0 | 0 | 0 | 0 | 0
Battery | 3 | 3 | 0 | 0 | 0 | 0 | 0 | 0 | 0 | 0 | 0 | 0 | 0 | 0 | 0 | 0 | 0 | 0 | 0 | 0 | 0 | 0 | 0 | 0 | 0 | 0
Battery | 3 | 4 | 0 | 0 | 0 | 0 | 0 | 0 | 0 | 0 | 0 | 0 | 0 | 0 | 0 | 0 | 0 | 0 | 0 | 0 | 0 | 0 | 0 | 0 | 0 | 0
Battery | 3 | 5 | 0 | 0 | 0 | 0 | 0 | 0 | 0 | 0 | 0 | 0 | 0 | 0 | 0 | 0 | 0 | 0 | 0 | 0 | 0 | 0 | 0 | 0 | 0 | 0
Battery | 3 | 6 | 0 | 0 | 0 | 0 | 0 | 0 | 0 | 0 | 0 | 0 | 0 | 0 | 0 | 0 | 0 | 0 | 0 | 0 | 0 | 0 | 0 | 0 | 0 | 0
Battery | 3 | 7 | 0 | 0 | 0 | 0 | 0 | 0 | 0 | 0 | 0 | 0 | 0 | 0 | 0 | 0 | 0 | 0 | 0 | 0 | 0 | 0 | 0 | 0 | 0 | 0
Battery | 3 | 8 | 0 | 0 | 0 | 0 | 0 | 0 | 0 | 0 | 0 | 0 | 0 | 0 | 0 | 0 | 0 | 0 | 0 | 0 | 0 | 0 | 0 | 0 | 0 | 0
Battery | 3 | 9 | 0 | 0 | 0 | 0 | 0 | 0 | 0 | 0 | 0 | 0 | 0 | 0 | 0 | 0 | 0 | 0 | 0 | 0 | 0 | 0 | 0 | 0 | 0 | 0
Battery | 3 | 10 | 0 | 0 | 0 | 0 | 0 | 0 | 0 | 0 | 0 | 0 | 0 | 0 | 0 | 0 | 0 | 0 | 0 | 0 | 0 | 0 | 0 | 0 | 0 | 0
Battery | 3 | 11 | 0 | 0 | 0 | 0 | 0 | 0 | 0 | 0 | 0 | 0 | 0 | 0 | 0 | 0 | 0 | 0 | 0 | 0 | 0 | 0 | 0 | 0 | 0 | 0
Battery | 4 | 0 | 0 | 0 | 0 | 0 | 0 | 0 | 0 | 0 | 0 | 0 | 0 | 0 | 0 | 0 | 0 | 0 | 0 | 0 | 0 | 0 | 0 | 0 | 0 | 0
Battery | 4 | 1 | 0 | 0 | 0 | 0 | 0 | 0 | 0 | 0 | 0 | 0 | 0 | 0 | 0 | 0 | 0 | 0 | 0 | 0 | 0 | 0 | 0 | 0 | 0 | 0
Battery | 4 | 2 | 0 | 0 | 0 | 0 | 0 | 0 | 0 | 0 | 0 | 0 | 0 | 0 | 0 | 0 | 0 | 0 | 0 | 0 | 0 | 0 | 0 | 0 | 0 | 0
Battery | 4 | 3 | 0 | 0 | 0 | 0 | 0 | 0 | 0 | 0 | 0 | 0 | 0 | 0 | 0 | 0 | 0 | 0 | 0 | 0 | 0 | 0 | 0 | 0 | 0 | 0
Battery | 4 | 4 | 0 | 0 | 0 | 0 | 0 | 0 | 0 | 0 | 0 | 0 | 0 | 0 | 0 | 0 | 0 | 0 | 0 | 0 | 0 | 0 | 0 | 0 | 0 | 0
Battery | 4 | 5 | 0 | 0 | 0 | 0 | 0 | 0 | 0 | 0 | 0 | 0 | 0 | 0 | 0 | 0 | 0 | 0 | 0 | 0 | 0 | 0 | 0 | 0 | 0 | 0
Battery | 4 | 6 | 0 | 0 | 0 | 0 | 0 | 0 | 0 | 0 | 0 | 0 | 0 | 0 | 0 | 0 | 0 | 0 | 0 | 0 | 0 | 0 | 0 | 0 | 0 | 0
Battery | 4 | 7 | 0 | 0 | 0 | 0 | 0 | 0 | 0 | 0 | 0 | 0 | 0 | 0 | 0 | 0 | 0 | 0 | 0 | 0 | 0 | 0 | 0 | 0 | 0 | 0
Battery | 4 | 8 | 0 | 0 | 0 | 0 | 0 | 0 | 0 | 0 | 0 | 0 | 0 | 0 | 0 | 0 | 0 | 0 | 0 | 0 | 0 | 0 | 0 | 0 | 0 | 0
Battery | 4 | 9 | 0 | 0 | 0 | 0 | 0 | 0 | 0 | 0 | 0 | 0 | 0 | 0 | 0 | 0 | 0 | 0 | 0 | 0 | 0 | 0 | 0 | 0 | 0 | 0
Battery | 4 | 10 | 0 | 0 | 0 | 0 | 0 | 0 | 0 | 0 | 0 | 0 | 0 | 0 | 0 | 0 | 0 | 0 | 0 | 0 | 0 | 0 | 0 | 0 | 0 | 0
Battery | 4 | 11 | 0 | 0 | 0 | 0 | 0 | 0 | 0 | 0 | 0 | 0 | 0 | 0 | 0 | 0 | 0 | 0 | 0 | 0 | 0 | 0 | 0 | 0 | 0 | 0
Battery | 5 | 0 | 0 | 0 | 0 | 0 | 0 | 0 | 0 | 0 | 0 | 0 | 0 | 0 | 0 | 0 | 0 | 0 | 0 | 0 | 0 | 0 | 0 | 0 | 0 | 0
Battery | 5 | 1 | 0 | 0 | 0 | 0 | 0 | 0 | 0 | 0 | 0 | 0 | 0 | 0 | 0 | 0 | 0 | 0 | 0 | 0 | 0 | 0 | 0 | 0 | 0 | 0
Battery | 5 | 2 | 0 | 0 | 0 | 0 | 0 | 0 | 0 | 0 | 0 | 0 | 0 | 0 | 0 | 0 | 0 | 0 | 0 | 0 | 0 | 0 | 0 | 0 | 0 | 0
Battery | 5 | 3 | 0 | 0 | 0 | 0 | 0 | 0 | 0 | 0 | 0 | 0 | 0 | 0 | 0 | 0 | 0 | 0 | 0 | 0 | 0 | 0 | 0 | 0 | 0 | 0
Battery | 5 | 4 | 0 | 0 | 0 | 0 | 0 | 0 | 0 | 0 | 0 | 0 | 0 | 0 | 0 | 0 | 0 | 0 | 0 | 0 | 0 | 0 | 0 | 0 | 0 | 0
Battery | 5 | 5 | 0 | 0 | 0 | 0 | 0 | 0 | 0 | 0 | 0 | 0 | 0 | 0 | 0 | 0 | 0 | 0 | 0 | 0 | 0 | 0 | 0 | 0 | 0 | 0
Battery | 5 | 6 | 0 | 0 | 0 | 0 | 0 | 0 | 0 | 0 | 0 | 0 | 0 | 0 | 0 | 0 | 0 | 0 | 0 | 0 | 0 | 0 | 0 | 0 | 0 | 0
Battery | 5 | 7 | 0 | 0 | 0 | 0 | 0 | 0 | 0 | 0 | 0 | 0 | 0 | 0 | 0 | 0 | 0 | 0 | 0 | 0 | 0 | 0 | 0 | 0 | 0 | 0
Battery | 5 | 8 | 0 | 0 | 0 | 0 | 0 | 0 | 0 | 0 | 0 | 0 | 0 | 0 | 0 | 0 | 0 | 0 | 0 | 0 | 0 | 0 | 0 | 0 | 0 | 0
Battery | 5 | 9 | 0 | 0 | 0 | 0 | 0 | 0 | 0 | 0 | 0 | 0 | 0 | 0 | 0 | 0 | 0 | 0 | 0 | 0 | 0 | 0 | 0 | 0 | 0 | 0
Battery | 5 | 10 | 0 | 0 | 0 | 0 | 0 | 0 | 0 | 0 | 0 | 0 | 0 | 0 | 0 | 0 | 0 | 0 | 0 | 0 | 0 | 0 | 0 | 0 | 0 | 0
Battery | 5 | 11 | 0 | 0 | 0 | 0 | 0 | 0 | 0 | 0 | 0 | 0 | 0 | 0 | 0 | 0 | 0 | 0 | 0 | 0 | 0 | 0 | 0 | 0 | 0 | 0
Battery | 6 | 0 | 0 | 0 | 0 | 0 | 0 | 0 | 0 | 0 | 0 | 0 | 0 | 0 | 0 | 0 | 0 | 0 | 0 | 0 | 0 | 0 | 0 | 0 | 0 | 0
Battery | 6 | 1 | 0 | 0 | 0 | 0 | 0 | 0 | 0 | 0 | 0 | 0 | 0 | 0 | 0 | 0 | 0 | 0 | 0 | 0 | 0 | 0 | 0 | 0 | 0 | 0
Battery | 6 | 2 | 0 | 0 | 0 | 0 | 0 | 0 | 0 | 0 | 0 | 0 | 0 | 0 | 0 | 0 | 0 | 0 | 0 | 0 | 0 | 0 | 0 | 0 | 0 | 0
Battery | 6 | 3 | 0 | 0 | 0 | 0 | 0 | 0 | 0 | 0 | 0 | 0 | 0 | 0 | 0 | 0 | 0 | 0 | 0 | 0 | 0 | 0 | 0 | 0 | 0 | 0
Battery | 6 | 4 | 0 | 0 | 0 | 0 | 0 | 0 | 0 | 0 | 0 | 0 | 0 | 0 | 0 | 0 | 0 | 0 | 0 | 0 | 0 | 0 | 0 | 0 | 0 | 0
Battery | 6 | 5 | 0 | 0 | 0 | 0 | 0 | 0 | 0 | 0 | 0 | 0 | 0 | 0 | 0 | 0 | 0 | 0 | 0 | 0 | 0 | 0 | 0 | 0 | 0 | 0
Battery | 6 | 6 | 0 | 0 | 0 | 0 | 0 | 0 | 0 | 0 | 0 | 0 | 0 | 0 | 0 | 0 | 0 | 0 | 0 | 0 | 0 | 0 | 0 | 0 | 0 | 0
Battery | 6 | 7 | 0 | 0 | 0 | 0 | 0 | 0 | 0 | 0 | 0 | 0 | 0 | 0 | 0 | 0 | 0 | 0 | 0 | 0 | 0 | 0 | 0 | 0 | 0 | 0
Battery | 6 | 8 | 0 | 0 | 0 | 0 | 0 | 0 | 0 | 0 | 0 | 0 | 0 | 0 | 0 | 0 | 0 | 0 | 0 | 0 | 0 | 0 | 0 | 0 | 0 | 0
Battery | 6 | 9 | 0 | 0 | 0 | 0 | 0 | 0 | 0 | 0 | 0 | 0 | 0 | 0 | 0 | 0 | 0 | 0 | 0 | 0 | 0 | 0 | 0 | 0 | 0 | 0
Battery | 6 | 10 | 0 | 0 | 0 | 0 | 0 | 0 | 0 | 0 | 0 | 0 | 0 | 0 | 0 | 0 | 0 | 0 | 0 | 0 | 0 | 0 | 0 | 0 | 0 | 0
Battery | 6 | 11 | 0 | 0 | 0 | 0 | 0 | 0 | 0 | 0 | 0 | 0 | 0 | 0 | 0 | 0 | 0 | 0 | 0 | 0 | 0 | 0 | 0 | 0 | 0 | 0
Battery | 7 | 0 | 0 | 0 | 0 | 0 | 0 | 0 | 0 | 0 | 0 | 0 | 0 | 0 | 0 | 0 | 0 | 0 | 0 | 0 | 0 | 0 | 0 | 0 | 0 | 0
Battery | 7 | 1 | 0 | 0 | 0 | 0 | 0 | 0 | 0 | 0 | 0 | 0 | 0 | 0 | 0 | 0 | 0 | 0 | 0 | 0 | 0 | 0 | 0 | 0 | 0 | 0
Battery | 7 | 2 | 0 | 0 | 0 | 0 | 0 | 0 | 0 | 0 | 0 | 0 | 0 | 0 | 0 | 0 | 0 | 0 | 0 | 0 | 0 | 0 | 0 | 0 | 0 | 0
Battery | 7 | 3 | 0 | 0 | 0 | 0 | 0 | 0 | 0 | 0 | 0 | 0 | 0 | 0 | 0 | 0 | 0 | 0 | 0 | 0 | 0 | 0 | 0 | 0 | 0 | 0
Battery | 7 | 4 | 0 | 0 | 0 | 0 | 0 | 0 | 0 | 0 | 0 | 0 | 0 | 0 | 0 | 0 | 0 | 0 | 0 | 0 | 0 | 0 | 0 | 0 | 0 | 0
Battery | 7 | 5 | 0 | 0 | 0 | 0 | 0 | 0 | 0 | 0 | 0 | 0 | 0 | 0 | 0 | 0 | 0 | 0 | 0 | 0 | 0 | 0 | 0 | 0 | 0 | 0
Battery | 7 | 6 | 0 | 0 | 0 | 0 | 0 | 0 | 0 | 0 | 0 | 0 | 0 | 0 | 0 | 0 | 0 | 0 | 0 | 0 | 0 | 0 | 0 | 0 | 0 | 0
Battery | 7 | 7 | 0 | 0 | 0 | 0 | 0 | 0 | 0 | 0 | 0 | 0 | 0 | 0 | 0 | 0 | 0 | 0 | 0 | 0 | 0 | 0 | 0 | 0 | 0 | 0
Battery | 7 | 8 | 0 | 0 | 0 | 0 | 0 | 0 | 0 | 0 | 0 | 0 | 0 | 0 | 0 | 0 | 0 | 0 | 0 | 0 | 0 | 0 | 0 | 0 | 0 | 0
Battery | 7 | 9 | 0 | 0 | 0 | 0 | 0 | 0 | 0 | 0 | 0 | 0 | 0 | 0 | 0 | 0 | 0 | 0 | 0 | 0 | 0 | 0 | 0 | 0 | 0 | 0
Battery | 7 | 10 | 0 | 0 | 0 | 0 | 0 | 0 | 0 | 0 | 0 | 0 | 0 | 0 | 0 | 0 | 0 | 0 | 0 | 0 | 0 | 0 | 0 | 0 | 0 | 0
Battery | 7 | 11 | 0 | 0 | 0 | 0 | 0 | 0 | 0 | 0 | 0 | 0 | 0 | 0 | 0 | 0 | 0 | 0 | 0 | 0 | 0 | 0 | 0 | 0 | 0 | 0
Battery | 8 | 0 | 0 | 0 | 0 | 0 | 0 | 0 | 0 | 0 | 0 | 0 | 0 | 0 | 0 | 0 | 0 | 0 | 0 | 0 | 0 | 0 | 0 | 0 | 0 | 0
Battery | 8 | 1 | 0 | 0 | 0 | 0 | 0 | 0 | 0 | 0 | 0 | 0 | 0 | 0 | 0 | 0 | 0 | 0 | 0 | 0 | 0 | 0 | 0 | 0 | 0 | 0
Battery | 8 | 2 | 0 | 0 | 0 | 0 | 0 | 0 | 0 | 0 | 0 | 0 | 0 | 0 | 0 | 0 | 0 | 0 | 0 | 0 | 0 | 0 | 0 | 0 | 0 | 0
Battery | 8 | 3 | 0 | 0 | 0 | 0 | 0 | 0 | 0 | 0 | 0 | 0 | 0 | 0 | 0 | 0 | 0 | 0 | 0 | 0 | 0 | 0 | 0 | 0 | 0 | 0
Battery | 8 | 4 | 0 | 0 | 0 | 0 | 0 | 0 | 0 | 0 | 0 | 0 | 0 | 0 | 0 | 0 | 0 | 0 | 0 | 0 | 0 | 0 | 0 | 0 | 0 | 0
Battery | 8 | 5 | 0 | 0 | 0 | 0 | 0 | 0 | 0 | 0 | 0 | 0 | 0 | 0 | 0 | 0 | 0 | 0 | 0 | 0 | 0 | 0 | 0 | 0 | 0 | 0
Battery | 8 | 6 | 0 | 0 | 0 | 0 | 0 | 0 | 0 | 0 | 0 | 0 | 0 | 0 | 0 | 0 | 0 | 0 | 0 | 0 | 0 | 0 | 0 | 0 | 0 | 0
Battery | 8 | 7 | 0 | 0 | 0 | 0 | 0 | 0 | 0 | 0 | 0 | 0 | 0 | 0 | 0 | 0 | 0 | 0 | 0 | 0 | 0 | 0 | 0 | 0 | 0 | 0
Battery | 8 | 8 | 0 | 0 | 0 | 0 | 0 | 0 | 0 | 0 | 0 | 0 | 0 | 0 | 0 | 0 | 0 | 0 | 0 | 0 | 0 | 0 | 0 | 0 | 0 | 0
Battery | 8 | 9 | 0 | 0 | 0 | 0 | 0 | 0 | 0 | 0 | 0 | 0 | 0 | 0 | 0 | 0 | 0 | 0 | 0 | 0 | 0 | 0 | 0 | 0 | 0 | 0
Battery | 8 | 10 | 0 | 0 | 0 | 0 | 0 | 0 | 0 | 0 | 0 | 0 | 0 | 0 | 0 | 0 | 0 | 0 | 0 | 0 | 0 | 0 | 0 | 0 | 0 | 0
Battery | 8 | 11 | 0 | 0 | 0 | 0 | 0 | 0 | 0 | 0 | 0 | 0 | 0 | 0 | 0 | 0 | 0 | 0 | 0 | 0 | 0 | 0 | 0 | 0 | 0 | 0
Battery | 9 | 0 | 0 | 0 | 0 | 0 | 0 | 0 | 0 | 0 | 0 | 0 | 0 | 0 | 0 | 0 | 0 | 0 | 0 | 0 | 0 | 0 | 0 | 0 | 0 | 0
Battery | 9 | 1 | 0 | 0 | 0 | 0 | 0 | 0 | 0 | 0 | 0 | 0 | 0 | 0 | 0 | 0 | 0 | 0 | 0 | 0 | 0 | 0 | 0 | 0 | 0 | 0
Battery | 9 | 2 | 0 | 0 | 0 | 0 | 0 | 0 | 0 | 0 | 0 | 0 | 0 | 0 | 0 | 0 | 0 | 0 | 0 | 0 | 0 | 0 | 0 | 0 | 0 | 0
Battery | 9 | 3 | 0 | 0 | 0 | 0 | 0 | 0 | 0 | 0 | 0 | 0 | 0 | 0 | 0 | 0 | 0 | 0 | 0 | 0 | 0 | 0 | 0 | 0 | 0 | 0
Battery | 9 | 4 | 0 | 0 | 0 | 0 | 0 | 0 | 0 | 0 | 0 | 0 | 0 | 0 | 0 | 0 | 0 | 0 | 0 | 0 | 0 | 0 | 0 | 0 | 0 | 0
Battery | 9 | 5 | 0 | 0 | 0 | 0 | 0 | 0 | 0 | 0 | 0 | 0 | 0 | 0 | 0 | 0 | 0 | 0 | 0 | 0 | 0 | 0 | 0 | 0 | 0 | 0
Battery | 9 | 6 | 0 | 0 | 0 | 0 | 0 | 0 | 0 | 0 | 0 | 0 | 0 | 0 | 0 | 0 | 0 | 0 | 0 | 0 | 0 | 0 | 0 | 0 | 0 | 0
Battery | 9 | 7 | 0 | 0 | 0 | 0 | 0 | 0 | 0 | 0 | 0 | 0 | 0 | 0 | 0 | 0 | 0 | 0 | 0 | 0 | 0 | 0 | 0 | 0 | 0 | 0
Battery | 9 | 8 | 0 | 0 | 0 | 0 | 0 | 0 | 0 | 0 | 0 | 0 | 0 | 0 | 0 | 0 | 0 | 0 | 0 | 0 | 0 | 0 | 0 | 0 | 0 | 0
Battery | 9 | 9 | 0 | 0 | 0 | 0 | 0 | 0 | 0 | 0 | 0 | 0 | 0 | 0 | 0 | 0 | 0 | 0 | 0 | 0 | 0 | 0 | 0 | 0 | 0 | 0
Battery | 9 | 10 | 0 | 0 | 0 | 0 | 0 | 0 | 0 | 0 | 0 | 0 | 0 | 0 | 0 | 0 | 0 | 0 | 0 | 0 | 0 | 0 | 0 | 0 | 0 | 0
Battery | 9 | 11 | 0 | 0 | 0 | 0 | 0 | 0 | 0 | 0 | 0 | 0 | 0 | 0 | 0 | 0 | 0 | 0 | 0 | 0 | 0 | 0 | 0 | 0 | 0 | 0
Battery | 10 | 0 | 0 | 0 | 0 | 0 | 0 | 0 | 0 | 0 | 0 | 0 | 0 | 0 | 0 | 0 | 0 | 0 | 0 | 0 | 0 | 0 | 0 | 0 | 0 | 0
Battery | 10 | 1 | 0 | 0 | 0 | 0 | 0 | 0 | 0 | 0 | 0 | 0 | 0 | 0 | 0 | 0 | 0 | 0 | 0 | 0 | 0 | 0 | 0 | 0 | 0 | 0
Battery | 10 | 2 | 0 | 0 | 0 | 0 | 0 | 0 | 0 | 0 | 0 | 0 | 0 | 0 | 0 | 0 | 0 | 0 | 0 | 0 | 0 | 0 | 0 | 0 | 0 | 0
Battery | 10 | 3 | 0 | 0 | 0 | 0 | 0 | 0 | 0 | 0 | 0 | 0 | 0 | 0 | 0 | 0 | 0 | 0 | 0 | 0 | 0 | 0 | 0 | 0 | 0 | 0
Battery | 10 | 4 | 0 | 0 | 0 | 0 | 0 | 0 | 0 | 0 | 0 | 0 | 0 | 0 | 0 | 0 | 0 | 0 | 0 | 0 | 0 | 0 | 0 | 0 | 0 | 0
Battery | 10 | 5 | 0 | 0 | 0 | 0 | 0 | 0 | 0 | 0 | 0 | 0 | 0 | 0 | 0 | 0 | 0 | 0 | 0 | 0 | 0 | 0 | 0 | 0 | 0 | 0
Battery | 10 | 6 | 0 | 0 | 0 | 0 | 0 | 0 | 0 | 0 | 0 | 0 | 0 | 0 | 0 | 0 | 0 | 0 | 0 | 0 | 0 | 0 | 0 | 0 | 0 | 0
Battery | 10 | 7 | 0 | 0 | 0 | 0 | 0 | 0 | 0 | 0 | 0 | 0 | 0 | 0 | 0 | 0 | 0 | 0 | 0 | 0 | 0 | 0 | 0 | 0 | 0 | 0
Battery | 10 | 8 | 0 | 0 | 0 | 0 | 0 | 0 | 0 | 0 | 0 | 0 | 0 | 0 | 0 | 0 | 0 | 0 | 0 | 0 | 0 | 0 | 0 | 0 | 0 | 0
Battery | 10 | 9 | 0 | 0 | 0 | 0 | 0 | 0 | 0 | 0 | 0 | 0 | 0 | 0 | 0 | 0 | 0 | 0 | 0 | 0 | 0 | 0 | 0 | 0 | 0 | 0
Battery | 10 | 10 | 0 | 0 | 0 | 0 | 0 | 0 | 0 | 0 | 0 | 0 | 0 | 0 | 0 | 0 | 0 | 0 | 0 | 0 | 0 | 0 | 0 | 0 | 0 | 0
Battery | 10 | 11 | 0 | 0 | 0 | 0 | 0 | 0 | 0 | 0 | 0 | 0 | 0 | 0 | 0 | 0 | 0 | 0 | 0 | 0 | 0 | 0 | 0 | 0 | 0 | 0
Battery | 11 | 0 | 0 | 0 | 0 | 0 | 0 | 0 | 0 | 0 | 0 | 0 | 0 | 0 | 0 | 0 | 0 | 0 | 0 | 0 | 0 | 0 | 0 | 0 | 0 | 0
Battery | 11 | 1 | 0 | 0 | 0 | 0 | 0 | 0 | 0 | 0 | 0 | 0 | 0 | 0 | 0 | 0 | 0 | 0 | 0 | 0 | 0 | 0 | 0 | 0 | 0 | 0
Battery | 11 | 2 | 0 | 0 | 0 | 0 | 0 | 0 | 0 | 0 | 0 | 0 | 0 | 0 | 0 | 0 | 0 | 0 | 0 | 0 | 0 | 0 | 0 | 0 | 0 | 0
Battery | 11 | 3 | 0 | 0 | 0 | 0 | 0 | 0 | 0 | 0 | 0 | 0 | 0 | 0 | 0 | 0 | 0 | 0 | 0 | 0 | 0 | 0 | 0 | 0 | 0 | 0
Battery | 11 | 4 | 0 | 0 | 0 | 0 | 0 | 0 | 0 | 0 | 0 | 0 | 0 | 0 | 0 | 0 | 0 | 0 | 0 | 0 | 0 | 0 | 0 | 0 | 0 | 0
Battery | 11 | 5 | 0 | 0 | 0 | 0 | 0 | 0 | 0 | 0 | 0 | 0 | 0 | 0 | 0 | 0 | 0 | 0 | 0 | 0 | 0 | 0 | 0 | 0 | 0 | 0
Battery | 11 | 6 | 0 | 0 | 0 | 0 | 0 | 0 | 0 | 0 | 0 | 0 | 0 | 0 | 0 | 0 | 0 | 0 | 0 | 0 | 0 | 0 | 0 | 0 | 0 | 0
Battery | 11 | 7 | 0 | 0 | 0 | 0 | 0 | 0 | 0 | 0 | 0 | 0 | 0 | 0 | 0 | 0 | 0 | 0 | 0 | 0 | 0 | 0 | 0 | 0 | 0 | 0
Battery | 11 | 8 | 0 | 0 | 0 | 0 | 0 | 0 | 0 | 0 | 0 | 0 | 0 | 0 | 0 | 0 | 0 | 0 | 0 | 0 | 0 | 0 | 0 | 0 | 0 | 0
Battery | 11 | 9 | 0 | 0 | 0 | 0 | 0 | 0 | 0 | 0 | 0 | 0 | 0 | 0 | 0 | 0 | 0 | 0 | 0 | 0 | 0 | 0 | 0 | 0 | 0 | 0
Battery | 11 | 10 | 0 | 0 | 0 | 0 | 0 | 0 | 0 | 0 | 0 | 0 | 0 | 0 | 0 | 0 | 0 | 0 | 0 | 0 | 0 | 0 | 0 | 0 | 0 | 0
Battery | 11 | 11 | 0 | 0 | 0 | 0 | 0 | 0 | 0 | 0 | 0 | 0 | 0 | 0 | 0 | 0 | 0 | 0 | 0 | 0 | 0 | 0 | 0 | 0 | 0 | 0
Battery | 12 | 0 | 0 | 0 | 0 | 0 | 0 | 0 | 0 | 0 | 0 | 0 | 0 | 0 | 0 | 0 | 0 | 0 | 0 | 0 | 0 | 0 | 0 | 0 | 0 | 0
Battery | 12 | 1 | 0 | 0 | 0 | 0 | 0 | 0 | 0 | 0 | 0 | 0 | 0 | 0 | 0 | 0 | 0 | 0 | 0 | 0 | 0 | 0 | 0 | 0 | 0 | 0
Battery | 12 | 2 | 0 | 0 | 0 | 0 | 0 | 0 | 0 | 0 | 0 | 0 | 0 | 0 | 0 | 0 | 0 | 0 | 0 | 0 | 0 | 0 | 0 | 0 | 0 | 0
Battery | 12 | 3 | 0 | 0 | 0 | 0 | 0 | 0 | 0 | 0 | 0 | 0 | 0 | 0 | 0 | 0 | 0 | 0 | 0 | 0 | 0 | 0 | 0 | 0 | 0 | 0
Battery | 12 | 4 | 0 | 0 | 0 | 0 | 0 | 0 | 0 | 0 | 0 | 0 | 0 | 0 | 0 | 0 | 0 | 0 | 0 | 0 | 0 | 0 | 0 | 0 | 0 | 0
Battery | 12 | 5 | 0 | 0 | 0 | 0 | 0 | 0 | 0 | 0 | 0 | 0 | 0 | 0 | 0 | 0 | 0 | 0 | 0 | 0 | 0 | 0 | 0 | 0 | 0 | 0
Battery | 12 | 6 | 0 | 0 | 0 | 0 | 0 | 0 | 0 | 0 | 0 | 0 | 0 | 0 | 0 | 0 | 0 | 0 | 0 | 0 | 0 | 0 | 0 | 0 | 0 | 0
Battery | 12 | 7 | 0 | 0 | 0 | 0 | 0 | 0 | 0 | 0 | 0 | 0 | 0 | 0 | 0 | 0 | 0 | 0 | 0 | 0 | 0 | 0 | 0 | 0 | 0 | 0
Battery | 12 | 8 | 0 | 0 | 0 | 0 | 0 | 0 | 0 | 0 | 0 | 0 | 0 | 0 | 0 | 0 | 0 | 0 | 0 | 0 | 0 | 0 | 0 | 0 | 0 | 0
Battery | 12 | 9 | 0 | 0 | 0 | 0 | 0 | 0 | 0 | 0 | 0 | 0 | 0 | 0 | 0 | 0 | 0 | 0 | 0 | 0 | 0 | 0 | 0 | 0 | 0 | 0
Battery | 12 | 10 | 0 | 0 | 0 | 0 | 0 | 0 | 0 | 0 | 0 | 0 | 0 | 0 | 0 | 0 | 0 | 0 | 0 | 0 | 0 | 0 | 0 | 0 | 0 | 0
Battery | 12 | 11 | 0 | 0 | 0 | 0 | 0 | 0 | 0 | 0 | 0 | 0 | 0 | 0 | 0 | 0 | 0 | 0 | 0 | 0 | 0 | 0 | 0 | 0 | 0 | 0
Battery | 13 | 0 | 0 | 0 | 0 | 0 | 0 | 0 | 0 | 0 | 0 | 0 | 0 | 0 | 0 | 0 | 0 | 0 | 0 | 0 | 0 | 0 | 0 | 0 | 0 | 0
Battery | 13 | 1 | 0 | 0 | 0 | 0 | 0 | 0 | 0 | 0 | 0 | 0 | 0 | 0 | 0 | 0 | 0 | 0 | 0 | 0 | 0 | 0 | 0 | 0 | 0 | 0
Battery | 13 | 2 | 0 | 0 | 0 | 0 | 0 | 0 | 0 | 0 | 0 | 0 | 0 | 0 | 0 | 0 | 0 | 0 | 0 | 0 | 0 | 0 | 0 | 0 | 0 | 0
Battery | 13 | 3 | 0 | 0 | 0 | 0 | 0 | 0 | 0 | 0 | 0 | 0 | 0 | 0 | 0 | 0 | 0 | 0 | 0 | 0 | 0 | 0 | 0 | 0 | 0 | 0
Battery | 13 | 4 | 0 | 0 | 0 | 0 | 0 | 0 | 0 | 0 | 0 | 0 | 0 | 0 | 0 | 0 | 0 | 0 | 0 | 0 | 0 | 0 | 0 | 0 | 0 | 0
Battery | 13 | 5 | 0 | 0 | 0 | 0 | 0 | 0 | 0 | 0 | 0 | 0 | 0 | 0 | 0 | 0 | 0 | 0 | 0 | 0 | 0 | 0 | 0 | 0 | 0 | 0
Battery | 13 | 6 | 0 | 0 | 0 | 0 | 0 | 0 | 0 | 0 | 0 | 0 | 0 | 0 | 0 | 0 | 0 | 0 | 0 | 0 | 0 | 0 | 0 | 0 | 0 | 0
Battery | 13 | 7 | 0 | 0 | 0 | 0 | 0 | 0 | 0 | 0 | 0 | 0 | 0 | 0 | 0 | 0 | 0 | 0 | 0 | 0 | 0 | 0 | 0 | 0 | 0 | 0
Battery | 13 | 8 | 0 | 0 | 0 | 0 | 0 | 0 | 0 | 0 | 0 | 0 | 0 | 0 | 0 | 0 | 0 | 0 | 0 | 0 | 0 | 0 | 0 | 0 | 0 | 0
Battery | 13 | 9 | 0 | 0 | 0 | 0 | 0 | 0 | 0 | 0 | 0 | 0 | 0 | 0 | 0 | 0 | 0 | 0 | 0 | 0 | 0 | 0 | 0 | 0 | 0 | 0
Battery | 13 | 10 | 0 | 0 | 0 | 0 | 0 | 0 | 0 | 0 | 0 | 0 | 0 | 0 | 0 | 0 | 0 | 0 | 0 | 0 | 0 | 0 | 0 | 0 | 0 | 0
Battery | 13 | 11 | 0 | 0 | 0 | 0 | 0 | 0 | 0 | 0 | 0 | 0 | 0 | 0 | 0 | 0 | 0 | 0 | 0 | 0 | 0 | 0 | 0 | 0 | 0 | 0
Battery | 14 | 0 | 0 | 0 | 0 | 0 | 0 | 0 | 0 | 0 | 0 | 0 | 0 | 0 | 0 | 0 | 0 | 0 | 0 | 0 | 0 | 0 | 0 | 0 | 0 | 0
Battery | 14 | 1 | 0 | 0 | 0 | 0 | 0 | 0 | 0 | 0 | 0 | 0 | 0 | 0 | 0 | 0 | 0 | 0 | 0 | 0 | 0 | 0 | 0 | 0 | 0 | 0
Battery | 14 | 2 | 0 | 0 | 0 | 0 | 0 | 0 | 0 | 0 | 0 | 0 | 0 | 0 | 0 | 0 | 0 | 0 | 0 | 0 | 0 | 0 | 0 | 0 | 0 | 0
Battery | 14 | 3 | 0 | 0 | 0 | 0 | 0 | 0 | 0 | 0 | 0 | 0 | 0 | 0 | 0 | 0 | 0 | 0 | 0 | 0 | 0 | 0 | 0 | 0 | 0 | 0
Battery | 14 | 4 | 0 | 0 | 0 | 0 | 0 | 0 | 0 | 0 | 0 | 0 | 0 | 0 | 0 | 0 | 0 | 0 | 0 | 0 | 0 | 0 | 0 | 0 | 0 | 0
Battery | 14 | 5 | 0 | 0 | 0 | 0 | 0 | 0 | 0 | 0 | 0 | 0 | 0 | 0 | 0 | 0 | 0 | 0 | 0 | 0 | 0 | 0 | 0 | 0 | 0 | 0
Battery | 14 | 6 | 0 | 0 | 0 | 0 | 0 | 0 | 0 | 0 | 0 | 0 | 0 | 0 | 0 | 0 | 0 | 0 | 0 | 0 | 0 | 0 | 0 | 0 | 0 | 0
Battery | 14 | 7 | 0 | 0 | 0 | 0 | 0 | 0 | 0 | 0 | 0 | 0 | 0 | 0 | 0 | 0 | 0 | 0 | 0 | 0 | 0 | 0 | 0 | 0 | 0 | 0
Battery | 14 | 8 | 0 | 0 | 0 | 0 | 0 | 0 | 0 | 0 | 0 | 0 | 0 | 0 | 0 | 0 | 0 | 0 | 0 | 0 | 0 | 0 | 0 | 0 | 0 | 0
Battery | 14 | 9 | 0 | 0 | 0 | 0 | 0 | 0 | 0 | 0 | 0 | 0 | 0 | 0 | 0 | 0 | 0 | 0 | 0 | 0 | 0 | 0 | 0 | 0 | 0 | 0
Battery | 14 | 10 | 0 | 0 | 0 | 0 | 0 | 0 | 0 | 0 | 0 | 0 | 0 | 0 | 0 | 0 | 0 | 0 | 0 | 0 | 0 | 0 | 0 | 0 | 0 | 0
Battery | 14 | 11 | 0 | 0 | 0 | 0 | 0 | 0 | 0 | 0 | 0 | 0 | 0 | 0 | 0 | 0 | 0 | 0 | 0 | 0 | 0 | 0 | 0 | 0 | 0 | 0
Battery | 15 | 0 | 0 | 0 | 0 | 0 | 0 | 0 | 0 | 0 | 0 | 0 | 0 | 0 | 0 | 0 | 0 | 0 | 0 | 0 | 0 | 0 | 0 | 0 | 0 | 0
Battery | 15 | 1 | 0 | 0 | 0 | 0 | 0 | 0 | 0 | 0 | 0 | 0 | 0 | 0 | 0 | 0 | 0 | 0 | 0 | 0 | 0 | 0 | 0 | 0 | 0 | 0
Battery | 15 | 2 | 0 | 0 | 0 | 0 | 0 | 0 | 0 | 0 | 0 | 0 | 0 | 0 | 0 | 0 | 0 | 0 | 0 | 0 | 0 | 0 | 0 | 0 | 0 | 0
Battery | 15 | 3 | 0 | 0 | 0 | 0 | 0 | 0 | 0 | 0 | 0 | 0 | 0 | 0 | 0 | 0 | 0 | 0 | 0 | 0 | 0 | 0 | 0 | 0 | 0 | 0
Battery | 15 | 4 | 0 | 0 | 0 | 0 | 0 | 0 | 0 | 0 | 0 | 0 | 0 | 0 | 0 | 0 | 0 | 0 | 0 | 0 | 0 | 0 | 0 | 0 | 0 | 0
Battery | 15 | 5 | 0 | 0 | 0 | 0 | 0 | 0 | 0 | 0 | 0 | 0 | 0 | 0 | 0 | 0 | 0 | 0 | 0 | 0 | 0 | 0 | 0 | 0 | 0 | 0
Battery | 15 | 6 | 0 | 0 | 0 | 0 | 0 | 0 | 0 | 0 | 0 | 0 | 0 | 0 | 0 | 0 | 0 | 0 | 0 | 0 | 0 | 0 | 0 | 0 | 0 | 0
Battery | 15 | 7 | 0 | 0 | 0 | 0 | 0 | 0 | 0 | 0 | 0 | 0 | 0 | 0 | 0 | 0 | 0 | 0 | 0 | 0 | 0 | 0 | 0 | 0 | 0 | 0
Battery | 15 | 8 | 0 | 0 | 0 | 0 | 0 | 0 | 0 | 0 | 0 | 0 | 0 | 0 | 0 | 0 | 0 | 0 | 0 | 0 | 0 | 0 | 0 | 0 | 0 | 0
Battery | 15 | 9 | 0 | 0 | 0 | 0 | 0 | 0 | 0 | 0 | 0 | 0 | 0 | 0 | 0 | 0 | 0 | 0 | 0 | 0 | 0 | 0 | 0 | 0 | 0 | 0
Battery | 15 | 10 | 0 | 0 | 0 | 0 | 0 | 0 | 0 | 0 | 0 | 0 | 0 | 0 | 0 | 0 | 0 | 0 | 0 | 0 | 0 | 0 | 0 | 0 | 0 | 0
Battery | 15 | 11 | 0 | 0 | 0 | 0 | 0 | 0 | 0 | 0 | 0 | 0 | 0 | 0 | 0 | 0 | 0 | 0 | 0 | 0 | 0 | 0 | 0 | 0 | 0 | 0
Battery | 16 | 0 | 0 | 0 | 0 | 0 | 0 | 0 | 0 | 0 | 0 | 0 | 0 | 0 | 0 | 0 | 0 | 0 | 0 | 0 | 0 | 0 | 0 | 0 | 0 | 0
Battery | 16 | 1 | 0 | 0 | 0 | 0 | 0 | 0 | 0 | 0 | 0 | 0 | 0 | 0 | 0 | 0 | 0 | 0 | 0 | 0 | 0 | 0 | 0 | 0 | 0 | 0
Battery | 16 | 2 | 0 | 0 | 0 | 0 | 0 | 0 | 0 | 0 | 0 | 0 | 0 | 0 | 0 | 0 | 0 | 0 | 0 | 0 | 0 | 0 | 0 | 0 | 0 | 0
Battery | 16 | 3 | 0 | 0 | 0 | 0 | 0 | 0 | 0 | 0 | 0 | 0 | 0 | 0 | 0 | 0 | 0 | 0 | 0 | 0 | 0 | 0 | 0 | 0 | 0 | 0
Battery | 16 | 4 | 0 | 0 | 0 | 0 | 0 | 0 | 0 | 0 | 0 | 0 | 0 | 0 | 0 | 0 | 0 | 0 | 0 | 0 | 0 | 0 | 0 | 0 | 0 | 0
Battery | 16 | 5 | 0 | 0 | 0 | 0 | 0 | 0 | 0 | 0 | 0 | 0 | 0 | 0 | 0 | 0 | 0 | 0 | 0 | 0 | 0 | 0 | 0 | 0 | 0 | 0
Battery | 16 | 6 | 0 | 0 | 0 | 0 | 0 | 0 | 0 | 0 | 0 | 0 | 0 | 0 | 0 | 0 | 0 | 0 | 0 | 0 | 0 | 0 | 0 | 0 | 0 | 0
Battery | 16 | 7 | 0 | 0 | 0 | 0 | 0 | 0 | 0 | 0 | 0 | 0 | 0 | 0 | 0 | 0 | 0 | 0 | 0 | 0 | 0 | 0 | 0 | 0 | 0 | 0
Battery | 16 | 8 | 0 | 0 | 0 | 0 | 0 | 0 | 0 | 0 | 0 | 0 | 0 | 0 | 0 | 0 | 0 | 0 | 0 | 0 | 0 | 0 | 0 | 0 | 0 | 0
Battery | 16 | 9 | 0 | 0 | 0 | 0 | 0 | 0 | 0 | 0 | 0 | 0 | 0 | 0 | 0 | 0 | 0 | 0 | 0 | 0 | 0 | 0 | 0 | 0 | 0 | 0
Battery | 16 | 10 | 0 | 0 | 0 | 0 | 0 | 0 | 0 | 0 | 0 | 0 | 0 | 0 | 0 | 0 | 0 | 0 | 0 | 0 | 0 | 0 | 0 | 0 | 0 | 0
Battery | 16 | 11 | 0 | 0 | 0 | 0 | 0 | 0 | 0 | 0 | 0 | 0 | 0 | 0 | 0 | 0 | 0 | 0 | 0 | 0 | 0 | 0 | 0 | 0 | 0 | 0
Battery | 17 | 0 | 0 | 0 | 0 | 0 | 0 | 0 | 0 | 0 | 0 | 0 | 0 | 0 | 0 | 0 | 0 | 0 | 0 | 0 | 0 | 0 | 0 | 0 | 0 | 0
Battery | 17 | 1 | 0 | 0 | 0 | 0 | 0 | 0 | 0 | 0 | 0 | 0 | 0 | 0 | 0 | 0 | 0 | 0 | 0 | 0 | 0 | 0 | 0 | 0 | 0 | 0
Battery | 17 | 2 | 0 | 0 | 0 | 0 | 0 | 0 | 0 | 0 | 0 | 0 | 0 | 0 | 0 | 0 | 0 | 0 | 0 | 0 | 0 | 0 | 0 | 0 | 0 | 0
Battery | 17 | 3 | 0 | 0 | 0 | 0 | 0 | 0 | 0 | 0 | 0 | 0 | 0 | 0 | 0 | 0 | 0 | 0 | 0 | 0 | 0 | 0 | 0 | 0 | 0 | 0
Battery | 17 | 4 | 0 | 0 | 0 | 0 | 0 | 0 | 0 | 0 | 0 | 0 | 0 | 0 | 0 | 0 | 0 | 0 | 0 | 0 | 0 | 0 | 0 | 0 | 0 | 0
Battery | 17 | 5 | 0 | 0 | 0 | 0 | 0 | 0 | 0 | 0 | 0 | 0 | 0 | 0 | 0 | 0 | 0 | 0 | 0 | 0 | 0 | 0 | 0 | 0 | 0 | 0
Battery | 17 | 6 | 0 | 0 | 0 | 0 | 0 | 0 | 0 | 0 | 0 | 0 | 0 | 0 | 0 | 0 | 0 | 0 | 0 | 0 | 0 | 0 | 0 | 0 | 0 | 0
Battery | 17 | 7 | 0 | 0 | 0 | 0 | 0 | 0 | 0 | 0 | 0 | 0 | 0 | 0 | 0 | 0 | 0 | 0 | 0 | 0 | 0 | 0 | 0 | 0 | 0 | 0
Battery | 17 | 8 | 0 | 0 | 0 | 0 | 0 | 0 | 0 | 0 | 0 | 0 | 0 | 0 | 0 | 0 | 0 | 0 | 0 | 0 | 0 | 0 | 0 | 0 | 0 | 0
Battery | 17 | 9 | 0 | 0 | 0 | 0 | 0 | 0 | 0 | 0 | 0 | 0 | 0 | 0 | 0 | 0 | 0 | 0 | 0 | 0 | 0 | 0 | 0 | 0 | 0 | 0
Battery | 17 | 10 | 0 | 0 | 0 | 0 | 0 | 0 | 0 | 0 | 0 | 0 | 0 | 0 | 0 | 0 | 0 | 0 | 0 | 0 | 0 | 0 | 0 | 0 | 0 | 0
Battery | 17 | 11 | 0 | 0 | 0 | 0 | 0 | 0 | 0 | 0 | 0 | 0 | 0 | 0 | 0 | 0 | 0 | 0 | 0 | 0 | 0 | 0 | 0 | 0 | 0 | 0
Battery | 18 | 0 | 0 | 0 | 0 | 0 | 0 | 0 | 0 | 0 | 0 | 0 | 0 | 0 | 0 | 0 | 0 | 0 | 0 | 0 | 0 | 0 | 0 | 0 | 0 | 0
Battery | 18 | 1 | 0 | 0 | 0 | 0 | 0 | 0 | 0 | 0 | 0 | 0 | 0 | 0 | 0 | 0 | 0 | 0 | 0 | 0 | 0 | 0 | 0 | 0 | 0 | 0
Battery | 18 | 2 | 0 | 0 | 0 | 0 | 0 | 0 | 0 | 0 | 0 | 0 | 0 | 0 | 0 | 0 | 0 | 0 | 0 | 0 | 0 | 0 | 0 | 0 | 0 | 0
Battery | 18 | 3 | 0 | 0 | 0 | 0 | 0 | 0 | 0 | 0 | 0 | 0 | 0 | 0 | 0 | 0 | 0 | 0 | 0 | 0 | 0 | 0 | 0 | 0 | 0 | 0
Battery | 18 | 4 | 0 | 0 | 0 | 0 | 0 | 0 | 0 | 0 | 0 | 0 | 0 | 0 | 0 | 0 | 0 | 0 | 0 | 0 | 0 | 0 | 0 | 0 | 0 | 0
Battery | 18 | 5 | 0 | 0 | 0 | 0 | 0 | 0 | 0 | 0 | 0 | 0 | 0 | 0 | 0 | 0 | 0 | 0 | 0 | 0 | 0 | 0 | 0 | 0 | 0 | 0
Battery | 18 | 6 | 0 | 0 | 0 | 0 | 0 | 0 | 0 | 0 | 0 | 0 | 0 | 0 | 0 | 0 | 0 | 0 | 0 | 0 | 0 | 0 | 0 | 0 | 0 | 0
Battery | 18 | 7 | 0 | 0 | 0 | 0 | 0 | 0 | 0 | 0 | 0 | 0 | 0 | 0 | 0 | 0 | 0 | 0 | 0 | 0 | 0 | 0 | 0 | 0 | 0 | 0
Battery | 18 | 8 | 0 | 0 | 0 | 0 | 0 | 0 | 0 | 0 | 0 | 0 | 0 | 0 | 0 | 0 | 0 | 0 | 0 | 0 | 0 | 0 | 0 | 0 | 0 | 0
Battery | 18 | 9 | 0 | 0 | 0 | 0 | 0 | 0 | 0 | 0 | 0 | 0 | 0 | 0 | 0 | 0 | 0 | 0 | 0 | 0 | 0 | 0 | 0 | 0 | 0 | 0
Battery | 18 | 10 | 0 | 0 | 0 | 0 | 0 | 0 | 0 | 0 | 0 | 0 | 0 | 0 | 0 | 0 | 0 | 0 | 0 | 0 | 0 | 0 | 0 | 0 | 0 | 0
Battery | 18 | 11 | 0 | 0 | 0 | 0 | 0 | 0 | 0 | 0 | 0 | 0 | 0 | 0 | 0 | 0 | 0 | 0 | 0 | 0 | 0 | 0 | 0 | 0 | 0 | 0
Battery | 19 | 0 | 0 | 0 | 0 | 0 | 0 | 0 | 0 | 0 | 0 | 0 | 0 | 0 | 0 | 0 | 0 | 0 | 0 | 0 | 0 | 0 | 0 | 0 | 0 | 0
Battery | 19 | 1 | 0 | 0 | 0 | 0 | 0 | 0 | 0 | 0 | 0 | 0 | 0 | 0 | 0 | 0 | 0 | 0 | 0 | 0 | 0 | 0 | 0 | 0 | 0 | 0
Battery | 19 | 2 | 0 | 0 | 0 | 0 | 0 | 0 | 0 | 0 | 0 | 0 | 0 | 0 | 0 | 0 | 0 | 0 | 0 | 0 | 0 | 0 | 0 | 0 | 0 | 0
Battery | 19 | 3 | 0 | 0 | 0 | 0 | 0 | 0 | 0 | 0 | 0 | 0 | 0 | 0 | 0 | 0 | 0 | 0 | 0 | 0 | 0 | 0 | 0 | 0 | 0 | 0
Battery | 19 | 4 | 0 | 0 | 0 | 0 | 0 | 0 | 0 | 0 | 0 | 0 | 0 | 0 | 0 | 0 | 0 | 0 | 0 | 0 | 0 | 0 | 0 | 0 | 0 | 0
Battery | 19 | 5 | 0 | 0 | 0 | 0 | 0 | 0 | 0 | 0 | 0 | 0 | 0 | 0 | 0 | 0 | 0 | 0 | 0 | 0 | 0 | 0 | 0 | 0 | 0 | 0
Battery | 19 | 6 | 0 | 0 | 0 | 0 | 0 | 0 | 0 | 0 | 0 | 0 | 0 | 0 | 0 | 0 | 0 | 0 | 0 | 0 | 0 | 0 | 0 | 0 | 0 | 0
Battery | 19 | 7 | 0 | 0 | 0 | 0 | 0 | 0 | 0 | 0 | 0 | 0 | 0 | 0 | 0 | 0 | 0 | 0 | 0 | 0 | 0 | 0 | 0 | 0 | 0 | 0
Battery | 19 | 8 | 0 | 0 | 0 | 0 | 0 | 0 | 0 | 0 | 0 | 0 | 0 | 0 | 0 | 0 | 0 | 0 | 0 | 0 | 0 | 0 | 0 | 0 | 0 | 0
Battery | 19 | 9 | 0 | 0 | 0 | 0 | 0 | 0 | 0 | 0 | 0 | 0 | 0 | 0 | 0 | 0 | 0 | 0 | 0 | 0 | 0 | 0 | 0 | 0 | 0 | 0
Battery | 19 | 10 | 0 | 0 | 0 | 0 | 0 | 0 | 0 | 0 | 0 | 0 | 0 | 0 | 0 | 0 | 0 | 0 | 0 | 0 | 0 | 0 | 0 | 0 | 0 | 0
Battery | 19 | 11 | 0 | 0 | 0 | 0 | 0 | 0 | 0 | 0 | 0 | 0 | 0 | 0 | 0 | 0 | 0 | 0 | 0 | 0 | 0 | 0 | 0 | 0 | 0 | 0

## State of Charge
Generation Technology | Year | Day | Hour 0 | Hour 1 | Hour 2 | Hour 3 | Hour 4 | Hour 5 | Hour 6 | Hour 7 | Hour 8 | Hour 9 | Hour 10 | Hour 11 | Hour 12 | Hour 13 | Hour 14 | Hour 15 | Hour 16 | Hour 17 | Hour 18 | Hour 19 | Hour 20 | Hour 21 | Hour 22 | Hour 23
Battery | 0 | 0 | 0 | 0 | 0 | 0 | 0 | 0 | 0 | 0 | 0 | 0 | 0 | 0 | 0 | 0 | 0 | 0 | 0 | 0 | 0 | 0 | 0 | 0 | 0 | 0
Battery | 0 | 1 | 0 | 0 | 0 | 0 | 0 | 0 | 0 | 0 | 0 | 0 | 0 | 0 | 0 | 0 | 0 | 0 | 0 | 0 | 0 | 0 | 0 | 0 | 0 | 0
Battery | 0 | 2 | 0 | 0 | 0 | 0 | 0 | 0 | 0 | 0 | 0 | 0 | 0 | 0 | 0 | 0 | 0 | 0 | 0 | 0 | 0 | 0 | 0 | 0 | 0 | 0
Battery | 0 | 3 | 0 | 0 | 0 | 0 | 0 | 0 | 0 | 0 | 0 | 0 | 0 | 0 | 0 | 0 | 0 | 0 | 0 | 0 | 0 | 0 | 0 | 0 | 0 | 0
Battery | 0 | 4 | 0 | 0 | 0 | 0 | 0 | 0 | 0 | 0 | 0 | 0 | 0 | 0 | 0 | 0 | 0 | 0 | 0 | 0 | 0 | 0 | 0 | 0 | 0 | 0
Battery | 0 | 5 | 0 | 0 | 0 | 0 | 0 | 0 | 0 | 0 | 0 | 0 | 0 | 0 | 0 | 0 | 0 | 0 | 0 | 0 | 0 | 0 | 0 | 0 | 0 | 0
Battery | 0 | 6 | 0 | 0 | 0 | 0 | 0 | 0 | 0 | 0 | 0 | 0 | 0 | 0 | 0 | 0 | 0 | 0 | 0 | 0 | 0 | 0 | 0 | 0 | 0 | 0
Battery | 0 | 7 | 0 | 0 | 0 | 0 | 0 | 0 | 0 | 0 | 0 | 0 | 0 | 0 | 0 | 0 | 0 | 0 | 0 | 0 | 0 | 0 | 0 | 0 | 0 | 0
Battery | 0 | 8 | 0 | 0 | 0 | 0 | 0 | 0 | 0 | 0 | 0 | 0 | 0 | 0 | 0 | 0 | 0 | 0 | 0 | 0 | 0 | 0 | 0 | 0 | 0 | 0
Battery | 0 | 9 | 0 | 0 | 0 | 0 | 0 | 0 | 0 | 0 | 0 | 0 | 0 | 0 | 0 | 0 | 0 | 0 | 0 | 0 | 0 | 0 | 0 | 0 | 0 | 0
Battery | 0 | 10 | 0 | 0 | 0 | 0 | 0 | 0 | 0 | 0 | 0 | 0 | 0 | 0 | 0 | 0 | 0 | 0 | 0 | 0 | 0 | 0 | 0 | 0 | 0 | 0
Battery | 0 | 11 | 0 | 0 | 0 | 0 | 0 | 0 | 0 | 0 | 0 | 0 | 0 | 0 | 0 | 0 | 0 | 0 | 0 | 0 | 0 | 0 | 0 | 0 | 0 | 0
Battery | 1 | 0 | 0 | 0 | 0 | 0 | 0 | 0 | 0 | 0 | 0 | 0 | 0 | 0 | 0 | 0 | 0 | 0 | 0 | 0 | 0 | 0 | 0 | 0 | 0 | 0
Battery | 1 | 1 | 0 | 0 | 0 | 0 | 0 | 0 | 0 | 0 | 0 | 0 | 0 | 0 | 0 | 0 | 0 | 0 | 0 | 0 | 0 | 0 | 0 | 0 | 0 | 0
Battery | 1 | 2 | 0 | 0 | 0 | 0 | 0 | 0 | 0 | 0 | 0 | 0 | 0 | 0 | 0 | 0 | 0 | 0 | 0 | 0 | 0 | 0 | 0 | 0 | 0 | 0
Battery | 1 | 3 | 0 | 0 | 0 | 0 | 0 | 0 | 0 | 0 | 0 | 0 | 0 | 0 | 0 | 0 | 0 | 0 | 0 | 0 | 0 | 0 | 0 | 0 | 0 | 0
Battery | 1 | 4 | 0 | 0 | 0 | 0 | 0 | 0 | 0 | 0 | 0 | 0 | 0 | 0 | 0 | 0 | 0 | 0 | 0 | 0 | 0 | 0 | 0 | 0 | 0 | 0
Battery | 1 | 5 | 0 | 0 | 0 | 0 | 0 | 0 | 0 | 0 | 0 | 0 | 0 | 0 | 0 | 0 | 0 | 0 | 0 | 0 | 0 | 0 | 0 | 0 | 0 | 0
Battery | 1 | 6 | 0 | 0 | 0 | 0 | 0 | 0 | 0 | 0 | 0 | 0 | 0 | 0 | 0 | 0 | 0 | 0 | 0 | 0 | 0 | 0 | 0 | 0 | 0 | 0
Battery | 1 | 7 | 0 | 0 | 0 | 0 | 0 | 0 | 0 | 0 | 0 | 0 | 0 | 0 | 0 | 0 | 0 | 0 | 0 | 0 | 0 | 0 | 0 | 0 | 0 | 0
Battery | 1 | 8 | 0 | 0 | 0 | 0 | 0 | 0 | 0 | 0 | 0 | 0 | 0 | 0 | 0 | 0 | 0 | 0 | 0 | 0 | 0 | 0 | 0 | 0 | 0 | 0
Battery | 1 | 9 | 0 | 0 | 0 | 0 | 0 | 0 | 0 | 0 | 0 | 0 | 0 | 0 | 0 | 0 | 0 | 0 | 0 | 0 | 0 | 0 | 0 | 0 | 0 | 0
Battery | 1 | 10 | 0 | 0 | 0 | 0 | 0 | 0 | 0 | 0 | 0 | 0 | 0 | 0 | 0 | 0 | 0 | 0 | 0 | 0 | 0 | 0 | 0 | 0 | 0 | 0
Battery | 1 | 11 | 0 | 0 | 0 | 0 | 0 | 0 | 0 | 0 | 0 | 0 | 0 | 0 | 0 | 0 | 0 | 0 | 0 | 0 | 0 | 0 | 0 | 0 | 0 | 0
Battery | 2 | 0 | 0 | 0 | 0 | 0 | 0 | 0 | 0 | 0 | 0 | 0 | 0 | 0 | 0 | 0 | 0 | 0 | 0 | 0 | 0 | 0 | 0 | 0 | 0 | 0
Battery | 2 | 1 | 0 | 0 | 0 | 0 | 0 | 0 | 0 | 0 | 0 | 0 | 0 | 0 | 0 | 0 | 0 | 0 | 0 | 0 | 0 | 0 | 0 | 0 | 0 | 0
Battery | 2 | 2 | 0 | 0 | 0 | 0 | 0 | 0 | 0 | 0 | 0 | 0 | 0 | 0 | 0 | 0 | 0 | 0 | 0 | 0 | 0 | 0 | 0 | 0 | 0 | 0
Battery | 2 | 3 | 0 | 0 | 0 | 0 | 0 | 0 | 0 | 0 | 0 | 0 | 0 | 0 | 0 | 0 | 0 | 0 | 0 | 0 | 0 | 0 | 0 | 0 | 0 | 0
Battery | 2 | 4 | 0 | 0 | 0 | 0 | 0 | 0 | 0 | 0 | 0 | 0 | 0 | 0 | 0 | 0 | 0 | 0 | 0 | 0 | 0 | 0 | 0 | 0 | 0 | 0
Battery | 2 | 5 | 0 | 0 | 0 | 0 | 0 | 0 | 0 | 0 | 0 | 0 | 0 | 0 | 0 | 0 | 0 | 0 | 0 | 0 | 0 | 0 | 0 | 0 | 0 | 0
Battery | 2 | 6 | 0 | 0 | 0 | 0 | 0 | 0 | 0 | 0 | 0 | 0 | 0 | 0 | 0 | 0 | 0 | 0 | 0 | 0 | 0 | 0 | 0 | 0 | 0 | 0
Battery | 2 | 7 | 0 | 0 | 0 | 0 | 0 | 0 | 0 | 0 | 0 | 0 | 0 | 0 | 0 | 0 | 0 | 0 | 0 | 0 | 0 | 0 | 0 | 0 | 0 | 0
Battery | 2 | 8 | 0 | 0 | 0 | 0 | 0 | 0 | 0 | 0 | 0 | 0 | 0 | 0 | 0 | 0 | 0 | 0 | 0 | 0 | 0 | 0 | 0 | 0 | 0 | 0
Battery | 2 | 9 | 0 | 0 | 0 | 0 | 0 | 0 | 0 | 0 | 0 | 0 | 0 | 0 | 0 | 0 | 0 | 0 | 0 | 0 | 0 | 0 | 0 | 0 | 0 | 0
Battery | 2 | 10 | 0 | 0 | 0 | 0 | 0 | 0 | 0 | 0 | 0 | 0 | 0 | 0 | 0 | 0 | 0 | 0 | 0 | 0 | 0 | 0 | 0 | 0 | 0 | 0
Battery | 2 | 11 | 0 | 0 | 0 | 0 | 0 | 0 | 0 | 0 | 0 | 0 | 0 | 0 | 0 | 0 | 0 | 0 | 0 | 0 | 0 | 0 | 0 | 0 | 0 | 0
Battery | 3 | 0 | 0 | 0 | 0 | 0 | 0 | 0 | 0 | 0 | 0 | 0 | 0 | 0 | 0 | 0 | 0 | 0 | 0 | 0 | 0 | 0 | 0 | 0 | 0 | 0
Battery | 3 | 1 | 0 | 0 | 0 | 0 | 0 | 0 | 0 | 0 | 0 | 0 | 0 | 0 | 0 | 0 | 0 | 0 | 0 | 0 | 0 | 0 | 0 | 0 | 0 | 0
Battery | 3 | 2 | 0 | 0 | 0 | 0 | 0 | 0 | 0 | 0 | 0 | 0 | 0 | 0 | 0 | 0 | 0 | 0 | 0 | 0 | 0 | 0 | 0 | 0 | 0 | 0
Battery | 3 | 3 | 0 | 0 | 0 | 0 | 0 | 0 | 0 | 0 | 0 | 0 | 0 | 0 | 0 | 0 | 0 | 0 | 0 | 0 | 0 | 0 | 0 | 0 | 0 | 0
Battery | 3 | 4 | 0 | 0 | 0 | 0 | 0 | 0 | 0 | 0 | 0 | 0 | 0 | 0 | 0 | 0 | 0 | 0 | 0 | 0 | 0 | 0 | 0 | 0 | 0 | 0
Battery | 3 | 5 | 0 | 0 | 0 | 0 | 0 | 0 | 0 | 0 | 0 | 0 | 0 | 0 | 0 | 0 | 0 | 0 | 0 | 0 | 0 | 0 | 0 | 0 | 0 | 0
Battery | 3 | 6 | 0 | 0 | 0 | 0 | 0 | 0 | 0 | 0 | 0 | 0 | 0 | 0 | 0 | 0 | 0 | 0 | 0 | 0 | 0 | 0 | 0 | 0 | 0 | 0
Battery | 3 | 7 | 0 | 0 | 0 | 0 | 0 | 0 | 0 | 0 | 0 | 0 | 0 | 0 | 0 | 0 | 0 | 0 | 0 | 0 | 0 | 0 | 0 | 0 | 0 | 0
Battery | 3 | 8 | 0 | 0 | 0 | 0 | 0 | 0 | 0 | 0 | 0 | 0 | 0 | 0 | 0 | 0 | 0 | 0 | 0 | 0 | 0 | 0 | 0 | 0 | 0 | 0
Battery | 3 | 9 | 0 | 0 | 0 | 0 | 0 | 0 | 0 | 0 | 0 | 0 | 0 | 0 | 0 | 0 | 0 | 0 | 0 | 0 | 0 | 0 | 0 | 0 | 0 | 0
Battery | 3 | 10 | 0 | 0 | 0 | 0 | 0 | 0 | 0 | 0 | 0 | 0 | 0 | 0 | 0 | 0 | 0 | 0 | 0 | 0 | 0 | 0 | 0 | 0 | 0 | 0
Battery | 3 | 11 | 0 | 0 | 0 | 0 | 0 | 0 | 0 | 0 | 0 | 0 | 0 | 0 | 0 | 0 | 0 | 0 | 0 | 0 | 0 | 0 | 0 | 0 | 0 | 0
Battery | 4 | 0 | 0 | 0 | 0 | 0 | 0 | 0 | 0 | 0 | 0 | 0 | 0 | 0 | 0 | 0 | 0 | 0 | 0 | 0 | 0 | 0 | 0 | 0 | 0 | 0
Battery | 4 | 1 | 0 | 0 | 0 | 0 | 0 | 0 | 0 | 0 | 0 | 0 | 0 | 0 | 0 | 0 | 0 | 0 | 0 | 0 | 0 | 0 | 0 | 0 | 0 | 0
Battery | 4 | 2 | 0 | 0 | 0 | 0 | 0 | 0 | 0 | 0 | 0 | 0 | 0 | 0 | 0 | 0 | 0 | 0 | 0 | 0 | 0 | 0 | 0 | 0 | 0 | 0
Battery | 4 | 3 | 0 | 0 | 0 | 0 | 0 | 0 | 0 | 0 | 0 | 0 | 0 | 0 | 0 | 0 | 0 | 0 | 0 | 0 | 0 | 0 | 0 | 0 | 0 | 0
Battery | 4 | 4 | 0 | 0 | 0 | 0 | 0 | 0 | 0 | 0 | 0 | 0 | 0 | 0 | 0 | 0 | 0 | 0 | 0 | 0 | 0 | 0 | 0 | 0 | 0 | 0
Battery | 4 | 5 | 0 | 0 | 0 | 0 | 0 | 0 | 0 | 0 | 0 | 0 | 0 | 0 | 0 | 0 | 0 | 0 | 0 | 0 | 0 | 0 | 0 | 0 | 0 | 0
Battery | 4 | 6 | 0 | 0 | 0 | 0 | 0 | 0 | 0 | 0 | 0 | 0 | 0 | 0 | 0 | 0 | 0 | 0 | 0 | 0 | 0 | 0 | 0 | 0 | 0 | 0
Battery | 4 | 7 | 0 | 0 | 0 | 0 | 0 | 0 | 0 | 0 | 0 | 0 | 0 | 0 | 0 | 0 | 0 | 0 | 0 | 0 | 0 | 0 | 0 | 0 | 0 | 0
Battery | 4 | 8 | 0 | 0 | 0 | 0 | 0 | 0 | 0 | 0 | 0 | 0 | 0 | 0 | 0 | 0 | 0 | 0 | 0 | 0 | 0 | 0 | 0 | 0 | 0 | 0
Battery | 4 | 9 | 0 | 0 | 0 | 0 | 0 | 0 | 0 | 0 | 0 | 0 | 0 | 0 | 0 | 0 | 0 | 0 | 0 | 0 | 0 | 0 | 0 | 0 | 0 | 0
Battery | 4 | 10 | 0 | 0 | 0 | 0 | 0 | 0 | 0 | 0 | 0 | 0 | 0 | 0 | 0 | 0 | 0 | 0 | 0 | 0 | 0 | 0 | 0 | 0 | 0 | 0
Battery | 4 | 11 | 0 | 0 | 0 | 0 | 0 | 0 | 0 | 0 | 0 | 0 | 0 | 0 | 0 | 0 | 0 | 0 | 0 | 0 | 0 | 0 | 0 | 0 | 0 | 0
Battery | 5 | 0 | 0 | 0 | 0 | 0 | 0 | 0 | 0 | 0 | 0 | 0 | 0 | 0 | 0 | 0 | 0 | 0 | 0 | 0 | 0 | 0 | 0 | 0 | 0 | 0
Battery | 5 | 1 | 0 | 0 | 0 | 0 | 0 | 0 | 0 | 0 | 0 | 0 | 0 | 0 | 0 | 0 | 0 | 0 | 0 | 0 | 0 | 0 | 0 | 0 | 0 | 0
Battery | 5 | 2 | 0 | 0 | 0 | 0 | 0 | 0 | 0 | 0 | 0 | 0 | 0 | 0 | 0 | 0 | 0 | 0 | 0 | 0 | 0 | 0 | 0 | 0 | 0 | 0
Battery | 5 | 3 | 0 | 0 | 0 | 0 | 0 | 0 | 0 | 0 | 0 | 0 | 0 | 0 | 0 | 0 | 0 | 0 | 0 | 0 | 0 | 0 | 0 | 0 | 0 | 0
Battery | 5 | 4 | 0 | 0 | 0 | 0 | 0 | 0 | 0 | 0 | 0 | 0 | 0 | 0 | 0 | 0 | 0 | 0 | 0 | 0 | 0 | 0 | 0 | 0 | 0 | 0
Battery | 5 | 5 | 0 | 0 | 0 | 0 | 0 | 0 | 0 | 0 | 0 | 0 | 0 | 0 | 0 | 0 | 0 | 0 | 0 | 0 | 0 | 0 | 0 | 0 | 0 | 0
Battery | 5 | 6 | 0 | 0 | 0 | 0 | 0 | 0 | 0 | 0 | 0 | 0 | 0 | 0 | 0 | 0 | 0 | 0 | 0 | 0 | 0 | 0 | 0 | 0 | 0 | 0
Battery | 5 | 7 | 0 | 0 | 0 | 0 | 0 | 0 | 0 | 0 | 0 | 0 | 0 | 0 | 0 | 0 | 0 | 0 | 0 | 0 | 0 | 0 | 0 | 0 | 0 | 0
Battery | 5 | 8 | 0 | 0 | 0 | 0 | 0 | 0 | 0 | 0 | 0 | 0 | 0 | 0 | 0 | 0 | 0 | 0 | 0 | 0 | 0 | 0 | 0 | 0 | 0 | 0
Battery | 5 | 9 | 0 | 0 | 0 | 0 | 0 | 0 | 0 | 0 | 0 | 0 | 0 | 0 | 0 | 0 | 0 | 0 | 0 | 0 | 0 | 0 | 0 | 0 | 0 | 0
Battery | 5 | 10 | 0 | 0 | 0 | 0 | 0 | 0 | 0 | 0 | 0 | 0 | 0 | 0 | 0 | 0 | 0 | 0 | 0 | 0 | 0 | 0 | 0 | 0 | 0 | 0
Battery | 5 | 11 | 0 | 0 | 0 | 0 | 0 | 0 | 0 | 0 | 0 | 0 | 0 | 0 | 0 | 0 | 0 | 0 | 0 | 0 | 0 | 0 | 0 | 0 | 0 | 0
Battery | 6 | 0 | 0 | 0 | 0 | 0 | 0 | 0 | 0 | 0 | 0 | 0 | 0 | 0 | 0 | 0 | 0 | 0 | 0 | 0 | 0 | 0 | 0 | 0 | 0 | 0
Battery | 6 | 1 | 0 | 0 | 0 | 0 | 0 | 0 | 0 | 0 | 0 | 0 | 0 | 0 | 0 | 0 | 0 | 0 | 0 | 0 | 0 | 0 | 0 | 0 | 0 | 0
Battery | 6 | 2 | 0 | 0 | 0 | 0 | 0 | 0 | 0 | 0 | 0 | 0 | 0 | 0 | 0 | 0 | 0 | 0 | 0 | 0 | 0 | 0 | 0 | 0 | 0 | 0
Battery | 6 | 3 | 0 | 0 | 0 | 0 | 0 | 0 | 0 | 0 | 0 | 0 | 0 | 0 | 0 | 0 | 0 | 0 | 0 | 0 | 0 | 0 | 0 | 0 | 0 | 0
Battery | 6 | 4 | 0 | 0 | 0 | 0 | 0 | 0 | 0 | 0 | 0 | 0 | 0 | 0 | 0 | 0 | 0 | 0 | 0 | 0 | 0 | 0 | 0 | 0 | 0 | 0
Battery | 6 | 5 | 0 | 0 | 0 | 0 | 0 | 0 | 0 | 0 | 0 | 0 | 0 | 0 | 0 | 0 | 0 | 0 | 0 | 0 | 0 | 0 | 0 | 0 | 0 | 0
Battery | 6 | 6 | 0 | 0 | 0 | 0 | 0 | 0 | 0 | 0 | 0 | 0 | 0 | 0 | 0 | 0 | 0 | 0 | 0 | 0 | 0 | 0 | 0 | 0 | 0 | 0
Battery | 6 | 7 | 0 | 0 | 0 | 0 | 0 | 0 | 0 | 0 | 0 | 0 | 0 | 0 | 0 | 0 | 0 | 0 | 0 | 0 | 0 | 0 | 0 | 0 | 0 | 0
Battery | 6 | 8 | 0 | 0 | 0 | 0 | 0 | 0 | 0 | 0 | 0 | 0 | 0 | 0 | 0 | 0 | 0 | 0 | 0 | 0 | 0 | 0 | 0 | 0 | 0 | 0
Battery | 6 | 9 | 0 | 0 | 0 | 0 | 0 | 0 | 0 | 0 | 0 | 0 | 0 | 0 | 0 | 0 | 0 | 0 | 0 | 0 | 0 | 0 | 0 | 0 | 0 | 0
Battery | 6 | 10 | 0 | 0 | 0 | 0 | 0 | 0 | 0 | 0 | 0 | 0 | 0 | 0 | 0 | 0 | 0 | 0 | 0 | 0 | 0 | 0 | 0 | 0 | 0 | 0
Battery | 6 | 11 | 0 | 0 | 0 | 0 | 0 | 0 | 0 | 0 | 0 | 0 | 0 | 0 | 0 | 0 | 0 | 0 | 0 | 0 | 0 | 0 | 0 | 0 | 0 | 0
Battery | 7 | 0 | 0 | 0 | 0 | 0 | 0 | 0 | 0 | 0 | 0 | 0 | 0 | 0 | 0 | 0 | 0 | 0 | 0 | 0 | 0 | 0 | 0 | 0 | 0 | 0
Battery | 7 | 1 | 0 | 0 | 0 | 0 | 0 | 0 | 0 | 0 | 0 | 0 | 0 | 0 | 0 | 0 | 0 | 0 | 0 | 0 | 0 | 0 | 0 | 0 | 0 | 0
Battery | 7 | 2 | 0 | 0 | 0 | 0 | 0 | 0 | 0 | 0 | 0 | 0 | 0 | 0 | 0 | 0 | 0 | 0 | 0 | 0 | 0 | 0 | 0 | 0 | 0 | 0
Battery | 7 | 3 | 0 | 0 | 0 | 0 | 0 | 0 | 0 | 0 | 0 | 0 | 0 | 0 | 0 | 0 | 0 | 0 | 0 | 0 | 0 | 0 | 0 | 0 | 0 | 0
Battery | 7 | 4 | 0 | 0 | 0 | 0 | 0 | 0 | 0 | 0 | 0 | 0 | 0 | 0 | 0 | 0 | 0 | 0 | 0 | 0 | 0 | 0 | 0 | 0 | 0 | 0
Battery | 7 | 5 | 0 | 0 | 0 | 0 | 0 | 0 | 0 | 0 | 0 | 0 | 0 | 0 | 0 | 0 | 0 | 0 | 0 | 0 | 0 | 0 | 0 | 0 | 0 | 0
Battery | 7 | 6 | 0 | 0 | 0 | 0 | 0 | 0 | 0 | 0 | 0 | 0 | 0 | 0 | 0 | 0 | 0 | 0 | 0 | 0 | 0 | 0 | 0 | 0 | 0 | 0
Battery | 7 | 7 | 0 | 0 | 0 | 0 | 0 | 0 | 0 | 0 | 0 | 0 | 0 | 0 | 0 | 0 | 0 | 0 | 0 | 0 | 0 | 0 | 0 | 0 | 0 | 0
Battery | 7 | 8 | 0 | 0 | 0 | 0 | 0 | 0 | 0 | 0 | 0 | 0 | 0 | 0 | 0 | 0 | 0 | 0 | 0 | 0 | 0 | 0 | 0 | 0 | 0 | 0
Battery | 7 | 9 | 0 | 0 | 0 | 0 | 0 | 0 | 0 | 0 | 0 | 0 | 0 | 0 | 0 | 0 | 0 | 0 | 0 | 0 | 0 | 0 | 0 | 0 | 0 | 0
Battery | 7 | 10 | 0 | 0 | 0 | 0 | 0 | 0 | 0 | 0 | 0 | 0 | 0 | 0 | 0 | 0 | 0 | 0 | 0 | 0 | 0 | 0 | 0 | 0 | 0 | 0
Battery | 7 | 11 | 0 | 0 | 0 | 0 | 0 | 0 | 0 | 0 | 0 | 0 | 0 | 0 | 0 | 0 | 0 | 0 | 0 | 0 | 0 | 0 | 0 | 0 | 0 | 0
Battery | 8 | 0 | 0 | 0 | 0 | 0 | 0 | 0 | 0 | 0 | 0 | 0 | 0 | 0 | 0 | 0 | 0 | 0 | 0 | 0 | 0 | 0 | 0 | 0 | 0 | 0
Battery | 8 | 1 | 0 | 0 | 0 | 0 | 0 | 0 | 0 | 0 | 0 | 0 | 0 | 0 | 0 | 0 | 0 | 0 | 0 | 0 | 0 | 0 | 0 | 0 | 0 | 0
Battery | 8 | 2 | 0 | 0 | 0 | 0 | 0 | 0 | 0 | 0 | 0 | 0 | 0 | 0 | 0 | 0 | 0 | 0 | 0 | 0 | 0 | 0 | 0 | 0 | 0 | 0
Battery | 8 | 3 | 0 | 0 | 0 | 0 | 0 | 0 | 0 | 0 | 0 | 0 | 0 | 0 | 0 | 0 | 0 | 0 | 0 | 0 | 0 | 0 | 0 | 0 | 0 | 0
Battery | 8 | 4 | 0 | 0 | 0 | 0 | 0 | 0 | 0 | 0 | 0 | 0 | 0 | 0 | 0 | 0 | 0 | 0 | 0 | 0 | 0 | 0 | 0 | 0 | 0 | 0
Battery | 8 | 5 | 0 | 0 | 0 | 0 | 0 | 0 | 0 | 0 | 0 | 0 | 0 | 0 | 0 | 0 | 0 | 0 | 0 | 0 | 0 | 0 | 0 | 0 | 0 | 0
Battery | 8 | 6 | 0 | 0 | 0 | 0 | 0 | 0 | 0 | 0 | 0 | 0 | 0 | 0 | 0 | 0 | 0 | 0 | 0 | 0 | 0 | 0 | 0 | 0 | 0 | 0
Battery | 8 | 7 | 0 | 0 | 0 | 0 | 0 | 0 | 0 | 0 | 0 | 0 | 0 | 0 | 0 | 0 | 0 | 0 | 0 | 0 | 0 | 0 | 0 | 0 | 0 | 0
Battery | 8 | 8 | 0 | 0 | 0 | 0 | 0 | 0 | 0 | 0 | 0 | 0 | 0 | 0 | 0 | 0 | 0 | 0 | 0 | 0 | 0 | 0 | 0 | 0 | 0 | 0
Battery | 8 | 9 | 0 | 0 | 0 | 0 | 0 | 0 | 0 | 0 | 0 | 0 | 0 | 0 | 0 | 0 | 0 | 0 | 0 | 0 | 0 | 0 | 0 | 0 | 0 | 0
Battery | 8 | 10 | 0 | 0 | 0 | 0 | 0 | 0 | 0 | 0 | 0 | 0 | 0 | 0 | 0 | 0 | 0 | 0 | 0 | 0 | 0 | 0 | 0 | 0 | 0 | 0
Battery | 8 | 11 | 0 | 0 | 0 | 0 | 0 | 0 | 0 | 0 | 0 | 0 | 0 | 0 | 0 | 0 | 0 | 0 | 0 | 0 | 0 | 0 | 0 | 0 | 0 | 0
Battery | 9 | 0 | 0 | 0 | 0 | 0 | 0 | 0 | 0 | 0 | 0 | 0 | 0 | 0 | 0 | 0 | 0 | 0 | 0 | 0 | 0 | 0 | 0 | 0 | 0 | 0
Battery | 9 | 1 | 0 | 0 | 0 | 0 | 0 | 0 | 0 | 0 | 0 | 0 | 0 | 0 | 0 | 0 | 0 | 0 | 0 | 0 | 0 | 0 | 0 | 0 | 0 | 0
Battery | 9 | 2 | 0 | 0 | 0 | 0 | 0 | 0 | 0 | 0 | 0 | 0 | 0 | 0 | 0 | 0 | 0 | 0 | 0 | 0 | 0 | 0 | 0 | 0 | 0 | 0
Battery | 9 | 3 | 0 | 0 | 0 | 0 | 0 | 0 | 0 | 0 | 0 | 0 | 0 | 0 | 0 | 0 | 0 | 0 | 0 | 0 | 0 | 0 | 0 | 0 | 0 | 0
Battery | 9 | 4 | 0 | 0 | 0 | 0 | 0 | 0 | 0 | 0 | 0 | 0 | 0 | 0 | 0 | 0 | 0 | 0 | 0 | 0 | 0 | 0 | 0 | 0 | 0 | 0
Battery | 9 | 5 | 0 | 0 | 0 | 0 | 0 | 0 | 0 | 0 | 0 | 0 | 0 | 0 | 0 | 0 | 0 | 0 | 0 | 0 | 0 | 0 | 0 | 0 | 0 | 0
Battery | 9 | 6 | 0 | 0 | 0 | 0 | 0 | 0 | 0 | 0 | 0 | 0 | 0 | 0 | 0 | 0 | 0 | 0 | 0 | 0 | 0 | 0 | 0 | 0 | 0 | 0
Battery | 9 | 7 | 0 | 0 | 0 | 0 | 0 | 0 | 0 | 0 | 0 | 0 | 0 | 0 | 0 | 0 | 0 | 0 | 0 | 0 | 0 | 0 | 0 | 0 | 0 | 0
Battery | 9 | 8 | 0 | 0 | 0 | 0 | 0 | 0 | 0 | 0 | 0 | 0 | 0 | 0 | 0 | 0 | 0 | 0 | 0 | 0 | 0 | 0 | 0 | 0 | 0 | 0
Battery | 9 | 9 | 0 | 0 | 0 | 0 | 0 | 0 | 0 | 0 | 0 | 0 | 0 | 0 | 0 | 0 | 0 | 0 | 0 | 0 | 0 | 0 | 0 | 0 | 0 | 0
Battery | 9 | 10 | 0 | 0 | 0 | 0 | 0 | 0 | 0 | 0 | 0 | 0 | 0 | 0 | 0 | 0 | 0 | 0 | 0 | 0 | 0 | 0 | 0 | 0 | 0 | 0
Battery | 9 | 11 | 0 | 0 | 0 | 0 | 0 | 0 | 0 | 0 | 0 | 0 | 0 | 0 | 0 | 0 | 0 | 0 | 0 | 0 | 0 | 0 | 0 | 0 | 0 | 0
Battery | 10 | 0 | 0 | 0 | 0 | 0 | 0 | 0 | 0 | 0 | 0 | 0 | 0 | 0 | 0 | 0 | 0 | 0 | 0 | 0 | 0 | 0 | 0 | 0 | 0 | 0
Battery | 10 | 1 | 0 | 0 | 0 | 0 | 0 | 0 | 0 | 0 | 0 | 0 | 0 | 0 | 0 | 0 | 0 | 0 | 0 | 0 | 0 | 0 | 0 | 0 | 0 | 0
Battery | 10 | 2 | 0 | 0 | 0 | 0 | 0 | 0 | 0 | 0 | 0 | 0 | 0 | 0 | 0 | 0 | 0 | 0 | 0 | 0 | 0 | 0 | 0 | 0 | 0 | 0
Battery | 10 | 3 | 0 | 0 | 0 | 0 | 0 | 0 | 0 | 0 | 0 | 0 | 0 | 0 | 0 | 0 | 0 | 0 | 0 | 0 | 0 | 0 | 0 | 0 | 0 | 0
Battery | 10 | 4 | 0 | 0 | 0 | 0 | 0 | 0 | 0 | 0 | 0 | 0 | 0 | 0 | 0 | 0 | 0 | 0 | 0 | 0 | 0 | 0 | 0 | 0 | 0 | 0
Battery | 10 | 5 | 0 | 0 | 0 | 0 | 0 | 0 | 0 | 0 | 0 | 0 | 0 | 0 | 0 | 0 | 0 | 0 | 0 | 0 | 0 | 0 | 0 | 0 | 0 | 0
Battery | 10 | 6 | 0 | 0 | 0 | 0 | 0 | 0 | 0 | 0 | 0 | 0 | 0 | 0 | 0 | 0 | 0 | 0 | 0 | 0 | 0 | 0 | 0 | 0 | 0 | 0
Battery | 10 | 7 | 0 | 0 | 0 | 0 | 0 | 0 | 0 | 0 | 0 | 0 | 0 | 0 | 0 | 0 | 0 | 0 | 0 | 0 | 0 | 0 | 0 | 0 | 0 | 0
Battery | 10 | 8 | 0 | 0 | 0 | 0 | 0 | 0 | 0 | 0 | 0 | 0 | 0 | 0 | 0 | 0 | 0 | 0 | 0 | 0 | 0 | 0 | 0 | 0 | 0 | 0
Battery | 10 | 9 | 0 | 0 | 0 | 0 | 0 | 0 | 0 | 0 | 0 | 0 | 0 | 0 | 0 | 0 | 0 | 0 | 0 | 0 | 0 | 0 | 0 | 0 | 0 | 0
Battery | 10 | 10 | 0 | 0 | 0 | 0 | 0 | 0 | 0 | 0 | 0 | 0 | 0 | 0 | 0 | 0 | 0 | 0 | 0 | 0 | 0 | 0 | 0 | 0 | 0 | 0
Battery | 10 | 11 | 0 | 0 | 0 | 0 | 0 | 0 | 0 | 0 | 0 | 0 | 0 | 0 | 0 | 0 | 0 | 0 | 0 | 0 | 0 | 0 | 0 | 0 | 0 | 0
Battery | 11 | 0 | 0 | 0 | 0 | 0 | 0 | 0 | 0 | 0 | 0 | 0 | 0 | 0 | 0 | 0 | 0 | 0 | 0 | 0 | 0 | 0 | 0 | 0 | 0 | 0
Battery | 11 | 1 | 0 | 0 | 0 | 0 | 0 | 0 | 0 | 0 | 0 | 0 | 0 | 0 | 0 | 0 | 0 | 0 | 0 | 0 | 0 | 0 | 0 | 0 | 0 | 0
Battery | 11 | 2 | 0 | 0 | 0 | 0 | 0 | 0 | 0 | 0 | 0 | 0 | 0 | 0 | 0 | 0 | 0 | 0 | 0 | 0 | 0 | 0 | 0 | 0 | 0 | 0
Battery | 11 | 3 | 0 | 0 | 0 | 0 | 0 | 0 | 0 | 0 | 0 | 0 | 0 | 0 | 0 | 0 | 0 | 0 | 0 | 0 | 0 | 0 | 0 | 0 | 0 | 0
Battery | 11 | 4 | 0 | 0 | 0 | 0 | 0 | 0 | 0 | 0 | 0 | 0 | 0 | 0 | 0 | 0 | 0 | 0 | 0 | 0 | 0 | 0 | 0 | 0 | 0 | 0
Battery | 11 | 5 | 0 | 0 | 0 | 0 | 0 | 0 | 0 | 0 | 0 | 0 | 0 | 0 | 0 | 0 | 0 | 0 | 0 | 0 | 0 | 0 | 0 | 0 | 0 | 0
Battery | 11 | 6 | 0 | 0 | 0 | 0 | 0 | 0 | 0 | 0 | 0 | 0 | 0 | 0 | 0 | 0 | 0 | 0 | 0 | 0 | 0 | 0 | 0 | 0 | 0 | 0
Battery | 11 | 7 | 0 | 0 | 0 | 0 | 0 | 0 | 0 | 0 | 0 | 0 | 0 | 0 | 0 | 0 | 0 | 0 | 0 | 0 | 0 | 0 | 0 | 0 | 0 | 0
Battery | 11 | 8 | 0 | 0 | 0 | 0 | 0 | 0 | 0 | 0 | 0 | 0 | 0 | 0 | 0 | 0 | 0 | 0 | 0 | 0 | 0 | 0 | 0 | 0 | 0 | 0
Battery | 11 | 9 | 0 | 0 | 0 | 0 | 0 | 0 | 0 | 0 | 0 | 0 | 0 | 0 | 0 | 0 | 0 | 0 | 0 | 0 | 0 | 0 | 0 | 0 | 0 | 0
Battery | 11 | 10 | 0 | 0 | 0 | 0 | 0 | 0 | 0 | 0 | 0 | 0 | 0 | 0 | 0 | 0 | 0 | 0 | 0 | 0 | 0 | 0 | 0 | 0 | 0 | 0
Battery | 11 | 11 | 0 | 0 | 0 | 0 | 0 | 0 | 0 | 0 | 0 | 0 | 0 | 0 | 0 | 0 | 0 | 0 | 0 | 0 | 0 | 0 | 0 | 0 | 0 | 0
Battery | 12 | 0 | 0 | 0 | 0 | 0 | 0 | 0 | 0 | 0 | 0 | 0 | 0 | 0 | 0 | 0 | 0 | 0 | 0 | 0 | 0 | 0 | 0 | 0 | 0 | 0
Battery | 12 | 1 | 0 | 0 | 0 | 0 | 0 | 0 | 0 | 0 | 0 | 0 | 0 | 0 | 0 | 0 | 0 | 0 | 0 | 0 | 0 | 0 | 0 | 0 | 0 | 0
Battery | 12 | 2 | 0 | 0 | 0 | 0 | 0 | 0 | 0 | 0 | 0 | 0 | 0 | 0 | 0 | 0 | 0 | 0 | 0 | 0 | 0 | 0 | 0 | 0 | 0 | 0
Battery | 12 | 3 | 0 | 0 | 0 | 0 | 0 | 0 | 0 | 0 | 0 | 0 | 0 | 0 | 0 | 0 | 0 | 0 | 0 | 0 | 0 | 0 | 0 | 0 | 0 | 0
Battery | 12 | 4 | 0 | 0 | 0 | 0 | 0 | 0 | 0 | 0 | 0 | 0 | 0 | 0 | 0 | 0 | 0 | 0 | 0 | 0 | 0 | 0 | 0 | 0 | 0 | 0
Battery | 12 | 5 | 0 | 0 | 0 | 0 | 0 | 0 | 0 | 0 | 0 | 0 | 0 | 0 | 0 | 0 | 0 | 0 | 0 | 0 | 0 | 0 | 0 | 0 | 0 | 0
Battery | 12 | 6 | 0 | 0 | 0 | 0 | 0 | 0 | 0 | 0 | 0 | 0 | 0 | 0 | 0 | 0 | 0 | 0 | 0 | 0 | 0 | 0 | 0 | 0 | 0 | 0
Battery | 12 | 7 | 0 | 0 | 0 | 0 | 0 | 0 | 0 | 0 | 0 | 0 | 0 | 0 | 0 | 0 | 0 | 0 | 0 | 0 | 0 | 0 | 0 | 0 | 0 | 0
Battery | 12 | 8 | 0 | 0 | 0 | 0 | 0 | 0 | 0 | 0 | 0 | 0 | 0 | 0 | 0 | 0 | 0 | 0 | 0 | 0 | 0 | 0 | 0 | 0 | 0 | 0
Battery | 12 | 9 | 0 | 0 | 0 | 0 | 0 | 0 | 0 | 0 | 0 | 0 | 0 | 0 | 0 | 0 | 0 | 0 | 0 | 0 | 0 | 0 | 0 | 0 | 0 | 0
Battery | 12 | 10 | 0 | 0 | 0 | 0 | 0 | 0 | 0 | 0 | 0 | 0 | 0 | 0 | 0 | 0 | 0 | 0 | 0 | 0 | 0 | 0 | 0 | 0 | 0 | 0
Battery | 12 | 11 | 0 | 0 | 0 | 0 | 0 | 0 | 0 | 0 | 0 | 0 | 0 | 0 | 0 | 0 | 0 | 0 | 0 | 0 | 0 | 0 | 0 | 0 | 0 | 0
Battery | 13 | 0 | 0 | 0 | 0 | 0 | 0 | 0 | 0 | 0 | 0 | 0 | 0 | 0 | 0 | 0 | 0 | 0 | 0 | 0 | 0 | 0 | 0 | 0 | 0 | 0
Battery | 13 | 1 | 0 | 0 | 0 | 0 | 0 | 0 | 0 | 0 | 0 | 0 | 0 | 0 | 0 | 0 | 0 | 0 | 0 | 0 | 0 | 0 | 0 | 0 | 0 | 0
Battery | 13 | 2 | 0 | 0 | 0 | 0 | 0 | 0 | 0 | 0 | 0 | 0 | 0 | 0 | 0 | 0 | 0 | 0 | 0 | 0 | 0 | 0 | 0 | 0 | 0 | 0
Battery | 13 | 3 | 0 | 0 | 0 | 0 | 0 | 0 | 0 | 0 | 0 | 0 | 0 | 0 | 0 | 0 | 0 | 0 | 0 | 0 | 0 | 0 | 0 | 0 | 0 | 0
Battery | 13 | 4 | 0 | 0 | 0 | 0 | 0 | 0 | 0 | 0 | 0 | 0 | 0 | 0 | 0 | 0 | 0 | 0 | 0 | 0 | 0 | 0 | 0 | 0 | 0 | 0
Battery | 13 | 5 | 0 | 0 | 0 | 0 | 0 | 0 | 0 | 0 | 0 | 0 | 0 | 0 | 0 | 0 | 0 | 0 | 0 | 0 | 0 | 0 | 0 | 0 | 0 | 0
Battery | 13 | 6 | 0 | 0 | 0 | 0 | 0 | 0 | 0 | 0 | 0 | 0 | 0 | 0 | 0 | 0 | 0 | 0 | 0 | 0 | 0 | 0 | 0 | 0 | 0 | 0
Battery | 13 | 7 | 0 | 0 | 0 | 0 | 0 | 0 | 0 | 0 | 0 | 0 | 0 | 0 | 0 | 0 | 0 | 0 | 0 | 0 | 0 | 0 | 0 | 0 | 0 | 0
Battery | 13 | 8 | 0 | 0 | 0 | 0 | 0 | 0 | 0 | 0 | 0 | 0 | 0 | 0 | 0 | 0 | 0 | 0 | 0 | 0 | 0 | 0 | 0 | 0 | 0 | 0
Battery | 13 | 9 | 0 | 0 | 0 | 0 | 0 | 0 | 0 | 0 | 0 | 0 | 0 | 0 | 0 | 0 | 0 | 0 | 0 | 0 | 0 | 0 | 0 | 0 | 0 | 0
Battery | 13 | 10 | 0 | 0 | 0 | 0 | 0 | 0 | 0 | 0 | 0 | 0 | 0 | 0 | 0 | 0 | 0 | 0 | 0 | 0 | 0 | 0 | 0 | 0 | 0 | 0
Battery | 13 | 11 | 0 | 0 | 0 | 0 | 0 | 0 | 0 | 0 | 0 | 0 | 0 | 0 | 0 | 0 | 0 | 0 | 0 | 0 | 0 | 0 | 0 | 0 | 0 | 0
Battery | 14 | 0 | 0 | 0 | 0 | 0 | 0 | 0 | 0 | 0 | 0 | 0 | 0 | 0 | 0 | 0 | 0 | 0 | 0 | 0 | 0 | 0 | 0 | 0 | 0 | 0
Battery | 14 | 1 | 0 | 0 | 0 | 0 | 0 | 0 | 0 | 0 | 0 | 0 | 0 | 0 | 0 | 0 | 0 | 0 | 0 | 0 | 0 | 0 | 0 | 0 | 0 | 0
Battery | 14 | 2 | 0 | 0 | 0 | 0 | 0 | 0 | 0 | 0 | 0 | 0 | 0 | 0 | 0 | 0 | 0 | 0 | 0 | 0 | 0 | 0 | 0 | 0 | 0 | 0
Battery | 14 | 3 | 0 | 0 | 0 | 0 | 0 | 0 | 0 | 0 | 0 | 0 | 0 | 0 | 0 | 0 | 0 | 0 | 0 | 0 | 0 | 0 | 0 | 0 | 0 | 0
Battery | 14 | 4 | 0 | 0 | 0 | 0 | 0 | 0 | 0 | 0 | 0 | 0 | 0 | 0 | 0 | 0 | 0 | 0 | 0 | 0 | 0 | 0 | 0 | 0 | 0 | 0
Battery | 14 | 5 | 0 | 0 | 0 | 0 | 0 | 0 | 0 | 0 | 0 | 0 | 0 | 0 | 0 | 0 | 0 | 0 | 0 | 0 | 0 | 0 | 0 | 0 | 0 | 0
Battery | 14 | 6 | 0 | 0 | 0 | 0 | 0 | 0 | 0 | 0 | 0 | 0 | 0 | 0 | 0 | 0 | 0 | 0 | 0 | 0 | 0 | 0 | 0 | 0 | 0 | 0
Battery | 14 | 7 | 0 | 0 | 0 | 0 | 0 | 0 | 0 | 0 | 0 | 0 | 0 | 0 | 0 | 0 | 0 | 0 | 0 | 0 | 0 | 0 | 0 | 0 | 0 | 0
Battery | 14 | 8 | 0 | 0 | 0 | 0 | 0 | 0 | 0 | 0 | 0 | 0 | 0 | 0 | 0 | 0 | 0 | 0 | 0 | 0 | 0 | 0 | 0 | 0 | 0 | 0
Battery | 14 | 9 | 0 | 0 | 0 | 0 | 0 | 0 | 0 | 0 | 0 | 0 | 0 | 0 | 0 | 0 | 0 | 0 | 0 | 0 | 0 | 0 | 0 | 0 | 0 | 0
Battery | 14 | 10 | 0 | 0 | 0 | 0 | 0 | 0 | 0 | 0 | 0 | 0 | 0 | 0 | 0 | 0 | 0 | 0 | 0 | 0 | 0 | 0 | 0 | 0 | 0 | 0
Battery | 14 | 11 | 0 | 0 | 0 | 0 | 0 | 0 | 0 | 0 | 0 | 0 | 0 | 0 | 0 | 0 | 0 | 0 | 0 | 0 | 0 | 0 | 0 | 0 | 0 | 0
Battery | 15 | 0 | 0 | 0 | 0 | 0 | 0 | 0 | 0 | 0 | 0 | 0 | 0 | 0 | 0 | 0 | 0 | 0 | 0 | 0 | 0 | 0 | 0 | 0 | 0 | 0
Battery | 15 | 1 | 0 | 0 | 0 | 0 | 0 | 0 | 0 | 0 | 0 | 0 | 0 | 0 | 0 | 0 | 0 | 0 | 0 | 0 | 0 | 0 | 0 | 0 | 0 | 0
Battery | 15 | 2 | 0 | 0 | 0 | 0 | 0 | 0 | 0 | 0 | 0 | 0 | 0 | 0 | 0 | 0 | 0 | 0 | 0 | 0 | 0 | 0 | 0 | 0 | 0 | 0
Battery | 15 | 3 | 0 | 0 | 0 | 0 | 0 | 0 | 0 | 0 | 0 | 0 | 0 | 0 | 0 | 0 | 0 | 0 | 0 | 0 | 0 | 0 | 0 | 0 | 0 | 0
Battery | 15 | 4 | 0 | 0 | 0 | 0 | 0 | 0 | 0 | 0 | 0 | 0 | 0 | 0 | 0 | 0 | 0 | 0 | 0 | 0 | 0 | 0 | 0 | 0 | 0 | 0
Battery | 15 | 5 | 0 | 0 | 0 | 0 | 0 | 0 | 0 | 0 | 0 | 0 | 0 | 0 | 0 | 0 | 0 | 0 | 0 | 0 | 0 | 0 | 0 | 0 | 0 | 0
Battery | 15 | 6 | 0 | 0 | 0 | 0 | 0 | 0 | 0 | 0 | 0 | 0 | 0 | 0 | 0 | 0 | 0 | 0 | 0 | 0 | 0 | 0 | 0 | 0 | 0 | 0
Battery | 15 | 7 | 0 | 0 | 0 | 0 | 0 | 0 | 0 | 0 | 0 | 0 | 0 | 0 | 0 | 0 | 0 | 0 | 0 | 0 | 0 | 0 | 0 | 0 | 0 | 0
Battery | 15 | 8 | 0 | 0 | 0 | 0 | 0 | 0 | 0 | 0 | 0 | 0 | 0 | 0 | 0 | 0 | 0 | 0 | 0 | 0 | 0 | 0 | 0 | 0 | 0 | 0
Battery | 15 | 9 | 0 | 0 | 0 | 0 | 0 | 0 | 0 | 0 | 0 | 0 | 0 | 0 | 0 | 0 | 0 | 0 | 0 | 0 | 0 | 0 | 0 | 0 | 0 | 0
Battery | 15 | 10 | 0 | 0 | 0 | 0 | 0 | 0 | 0 | 0 | 0 | 0 | 0 | 0 | 0 | 0 | 0 | 0 | 0 | 0 | 0 | 0 | 0 | 0 | 0 | 0
Battery | 15 | 11 | 0 | 0 | 0 | 0 | 0 | 0 | 0 | 0 | 0 | 0 | 0 | 0 | 0 | 0 | 0 | 0 | 0 | 0 | 0 | 0 | 0 | 0 | 0 | 0
Battery | 16 | 0 | 0 | 0 | 0 | 0 | 0 | 0 | 0 | 0 | 0 | 0 | 0 | 0 | 0 | 0 | 0 | 0 | 0 | 0 | 0 | 0 | 0 | 0 | 0 | 0
Battery | 16 | 1 | 0 | 0 | 0 | 0 | 0 | 0 | 0 | 0 | 0 | 0 | 0 | 0 | 0 | 0 | 0 | 0 | 0 | 0 | 0 | 0 | 0 | 0 | 0 | 0
Battery | 16 | 2 | 0 | 0 | 0 | 0 | 0 | 0 | 0 | 0 | 0 | 0 | 0 | 0 | 0 | 0 | 0 | 0 | 0 | 0 | 0 | 0 | 0 | 0 | 0 | 0
Battery | 16 | 3 | 0 | 0 | 0 | 0 | 0 | 0 | 0 | 0 | 0 | 0 | 0 | 0 | 0 | 0 | 0 | 0 | 0 | 0 | 0 | 0 | 0 | 0 | 0 | 0
Battery | 16 | 4 | 0 | 0 | 0 | 0 | 0 | 0 | 0 | 0 | 0 | 0 | 0 | 0 | 0 | 0 | 0 | 0 | 0 | 0 | 0 | 0 | 0 | 0 | 0 | 0
Battery | 16 | 5 | 0 | 0 | 0 | 0 | 0 | 0 | 0 | 0 | 0 | 0 | 0 | 0 | 0 | 0 | 0 | 0 | 0 | 0 | 0 | 0 | 0 | 0 | 0 | 0
Battery | 16 | 6 | 0 | 0 | 0 | 0 | 0 | 0 | 0 | 0 | 0 | 0 | 0 | 0 | 0 | 0 | 0 | 0 | 0 | 0 | 0 | 0 | 0 | 0 | 0 | 0
Battery | 16 | 7 | 0 | 0 | 0 | 0 | 0 | 0 | 0 | 0 | 0 | 0 | 0 | 0 | 0 | 0 | 0 | 0 | 0 | 0 | 0 | 0 | 0 | 0 | 0 | 0
Battery | 16 | 8 | 0 | 0 | 0 | 0 | 0 | 0 | 0 | 0 | 0 | 0 | 0 | 0 | 0 | 0 | 0 | 0 | 0 | 0 | 0 | 0 | 0 | 0 | 0 | 0
Battery | 16 | 9 | 0 | 0 | 0 | 0 | 0 | 0 | 0 | 0 | 0 | 0 | 0 | 0 | 0 | 0 | 0 | 0 | 0 | 0 | 0 | 0 | 0 | 0 | 0 | 0
Battery | 16 | 10 | 0 | 0 | 0 | 0 | 0 | 0 | 0 | 0 | 0 | 0 | 0 | 0 | 0 | 0 | 0 | 0 | 0 | 0 | 0 | 0 | 0 | 0 | 0 | 0
Battery | 16 | 11 | 0 | 0 | 0 | 0 | 0 | 0 | 0 | 0 | 0 | 0 | 0 | 0 | 0 | 0 | 0 | 0 | 0 | 0 | 0 | 0 | 0 | 0 | 0 | 0
Battery | 17 | 0 | 0 | 0 | 0 | 0 | 0 | 0 | 0 | 0 | 0 | 0 | 0 | 0 | 0 | 0 | 0 | 0 | 0 | 0 | 0 | 0 | 0 | 0 | 0 | 0
Battery | 17 | 1 | 0 | 0 | 0 | 0 | 0 | 0 | 0 | 0 | 0 | 0 | 0 | 0 | 0 | 0 | 0 | 0 | 0 | 0 | 0 | 0 | 0 | 0 | 0 | 0
Battery | 17 | 2 | 0 | 0 | 0 | 0 | 0 | 0 | 0 | 0 | 0 | 0 | 0 | 0 | 0 | 0 | 0 | 0 | 0 | 0 | 0 | 0 | 0 | 0 | 0 | 0
Battery | 17 | 3 | 0 | 0 | 0 | 0 | 0 | 0 | 0 | 0 | 0 | 0 | 0 | 0 | 0 | 0 | 0 | 0 | 0 | 0 | 0 | 0 | 0 | 0 | 0 | 0
Battery | 17 | 4 | 0 | 0 | 0 | 0 | 0 | 0 | 0 | 0 | 0 | 0 | 0 | 0 | 0 | 0 | 0 | 0 | 0 | 0 | 0 | 0 | 0 | 0 | 0 | 0
Battery | 17 | 5 | 0 | 0 | 0 | 0 | 0 | 0 | 0 | 0 | 0 | 0 | 0 | 0 | 0 | 0 | 0 | 0 | 0 | 0 | 0 | 0 | 0 | 0 | 0 | 0
Battery | 17 | 6 | 0 | 0 | 0 | 0 | 0 | 0 | 0 | 0 | 0 | 0 | 0 | 0 | 0 | 0 | 0 | 0 | 0 | 0 | 0 | 0 | 0 | 0 | 0 | 0
Battery | 17 | 7 | 0 | 0 | 0 | 0 | 0 | 0 | 0 | 0 | 0 | 0 | 0 | 0 | 0 | 0 | 0 | 0 | 0 | 0 | 0 | 0 | 0 | 0 | 0 | 0
Battery | 17 | 8 | 0 | 0 | 0 | 0 | 0 | 0 | 0 | 0 | 0 | 0 | 0 | 0 | 0 | 0 | 0 | 0 | 0 | 0 | 0 | 0 | 0 | 0 | 0 | 0
Battery | 17 | 9 | 0 | 0 | 0 | 0 | 0 | 0 | 0 | 0 | 0 | 0 | 0 | 0 | 0 | 0 | 0 | 0 | 0 | 0 | 0 | 0 | 0 | 0 | 0 | 0
Battery | 17 | 10 | 0 | 0 | 0 | 0 | 0 | 0 | 0 | 0 | 0 | 0 | 0 | 0 | 0 | 0 | 0 | 0 | 0 | 0 | 0 | 0 | 0 | 0 | 0 | 0
Battery | 17 | 11 | 0 | 0 | 0 | 0 | 0 | 0 | 0 | 0 | 0 | 0 | 0 | 0 | 0 | 0 | 0 | 0 | 0 | 0 | 0 | 0 | 0 | 0 | 0 | 0
Battery | 18 | 0 | 0 | 0 | 0 | 0 | 0 | 0 | 0 | 0 | 0 | 0 | 0 | 0 | 0 | 0 | 0 | 0 | 0 | 0 | 0 | 0 | 0 | 0 | 0 | 0
Battery | 18 | 1 | 0 | 0 | 0 | 0 | 0 | 0 | 0 | 0 | 0 | 0 | 0 | 0 | 0 | 0 | 0 | 0 | 0 | 0 | 0 | 0 | 0 | 0 | 0 | 0
Battery | 18 | 2 | 0 | 0 | 0 | 0 | 0 | 0 | 0 | 0 | 0 | 0 | 0 | 0 | 0 | 0 | 0 | 0 | 0 | 0 | 0 | 0 | 0 | 0 | 0 | 0
Battery | 18 | 3 | 0 | 0 | 0 | 0 | 0 | 0 | 0 | 0 | 0 | 0 | 0 | 0 | 0 | 0 | 0 | 0 | 0 | 0 | 0 | 0 | 0 | 0 | 0 | 0
Battery | 18 | 4 | 0 | 0 | 0 | 0 | 0 | 0 | 0 | 0 | 0 | 0 | 0 | 0 | 0 | 0 | 0 | 0 | 0 | 0 | 0 | 0 | 0 | 0 | 0 | 0
Battery | 18 | 5 | 0 | 0 | 0 | 0 | 0 | 0 | 0 | 0 | 0 | 0 | 0 | 0 | 0 | 0 | 0 | 0 | 0 | 0 | 0 | 0 | 0 | 0 | 0 | 0
Battery | 18 | 6 | 0 | 0 | 0 | 0 | 0 | 0 | 0 | 0 | 0 | 0 | 0 | 0 | 0 | 0 | 0 | 0 | 0 | 0 | 0 | 0 | 0 | 0 | 0 | 0
Battery | 18 | 7 | 0 | 0 | 0 | 0 | 0 | 0 | 0 | 0 | 0 | 0 | 0 | 0 | 0 | 0 | 0 | 0 | 0 | 0 | 0 | 0 | 0 | 0 | 0 | 0
Battery | 18 | 8 | 0 | 0 | 0 | 0 | 0 | 0 | 0 | 0 | 0 | 0 | 0 | 0 | 0 | 0 | 0 | 0 | 0 | 0 | 0 | 0 | 0 | 0 | 0 | 0
Battery | 18 | 9 | 0 | 0 | 0 | 0 | 0 | 0 | 0 | 0 | 0 | 0 | 0 | 0 | 0 | 0 | 0 | 0 | 0 | 0 | 0 | 0 | 0 | 0 | 0 | 0
Battery | 18 | 10 | 0 | 0 | 0 | 0 | 0 | 0 | 0 | 0 | 0 | 0 | 0 | 0 | 0 | 0 | 0 | 0 | 0 | 0 | 0 | 0 | 0 | 0 | 0 | 0
Battery | 18 | 11 | 0 | 0 | 0 | 0 | 0 | 0 | 0 | 0 | 0 | 0 | 0 | 0 | 0 | 0 | 0 | 0 | 0 | 0 | 0 | 0 | 0 | 0 | 0 | 0
Battery | 19 | 0 | 0 | 0 | 0 | 0 | 0 | 0 | 0 | 0 | 0 | 0 | 0 | 0 | 0 | 0 | 0 | 0 | 0 | 0 | 0 | 0 | 0 | 0 | 0 | 0
Battery | 19 | 1 | 0 | 0 | 0 | 0 | 0 | 0 | 0 | 0 | 0 | 0 | 0 | 0 | 0 | 0 | 0 | 0 | 0 | 0 | 0 | 0 | 0 | 0 | 0 | 0
Battery | 19 | 2 | 0 | 0 | 0 | 0 | 0 | 0 | 0 | 0 | 0 | 0 | 0 | 0 | 0 | 0 | 0 | 0 | 0 | 0 | 0 | 0 | 0 | 0 | 0 | 0
Battery | 19 | 3 | 0 | 0 | 0 | 0 | 0 | 0 | 0 | 0 | 0 | 0 | 0 | 0 | 0 | 0 | 0 | 0 | 0 | 0 | 0 | 0 | 0 | 0 | 0 | 0
Battery | 19 | 4 | 0 | 0 | 0 | 0 | 0 | 0 | 0 | 0 | 0 | 0 | 0 | 0 | 0 | 0 | 0 | 0 | 0 | 0 | 0 | 0 | 0 | 0 | 0 | 0
Battery | 19 | 5 | 0 | 0 | 0 | 0 | 0 | 0 | 0 | 0 | 0 | 0 | 0 | 0 | 0 | 0 | 0 | 0 | 0 | 0 | 0 | 0 | 0 | 0 | 0 | 0
Battery | 19 | 6 | 0 | 0 | 0 | 0 | 0 | 0 | 0 | 0 | 0 | 0 | 0 | 0 | 0 | 0 | 0 | 0 | 0 | 0 | 0 | 0 | 0 | 0 | 0 | 0
Battery | 19 | 7 | 0 | 0 | 0 | 0 | 0 | 0 | 0 | 0 | 0 | 0 | 0 | 0 | 0 | 0 | 0 | 0 | 0 | 0 | 0 | 0 | 0 | 0 | 0 | 0
Battery | 19 | 8 | 0 | 0 | 0 | 0 | 0 | 0 | 0 | 0 | 0 | 0 | 0 | 0 | 0 | 0 | 0 | 0 | 0 | 0 | 0 | 0 | 0 | 0 | 0 | 0
Battery | 19 | 9 | 0 | 0 | 0 | 0 | 0 | 0 | 0 | 0 | 0 | 0 | 0 | 0 | 0 | 0 | 0 | 0 | 0 | 0 | 0 | 0 | 0 | 0 | 0 | 0
Battery | 19 | 10 | 0 | 0 | 0 | 0 | 0 | 0 | 0 | 0 | 0 | 0 | 0 | 0 | 0 | 0 | 0 | 0 | 0 | 0 | 0 | 0 | 0 | 0 | 0 | 0
Battery | 19 | 11 | 0 | 0 | 0 | 0 | 0 | 0 | 0 | 0 | 0 | 0 | 0 | 0 | 0 | 0 | 0 | 0 | 0 | 0 | 0 | 0 | 0 | 0 | 0 | 0

## Unserved Demand
Year | Day | Hour 0 | Hour 1 | Hour 2 | Hour 3 | Hour 4 | Hour 5 | Hour 6 | Hour 7 | Hour 8 | Hour 9 | Hour 10 | Hour 11 | Hour 12 | Hour 13 | Hour 14 | Hour 15 | Hour 16 | Hour 17 | Hour 18 | Hour 19 | Hour 20 | Hour 21 | Hour 22 | Hour 23
0 | 0 | 8.0665 | 7.5305 | 6.8415 | 6.4394 | 6.4144 | 7.2714 | 8.1304 | 9.272 | 9.417 | 9.6487 | 11.4463 | 11.3547 | 11.1511 | 10.9717 | 10.6025 | 10.4759 | 9.9474 | 10.3246 | 11.8206 | 12.3465 | 11.8049 | 10.8922 | 10.7375 | 9.9196
0 | 1 | 7.9118 | 7.4995 | 6.9253 | 6.492 | 6.5044 | 7.3492 | 8.4519 | 9.4311 | 9.6055 | 9.7424 | 11.522 | 11.4253 | 11.2867 | 10.9529 | 10.6208 | 10.4687 | 9.9338 | 10.2205 | 11.8358 | 12.3066 | 11.728 | 10.9318 | 10.6848 | 9.6793
0 | 2 | 6.9413 | 6.3751 | 5.9595 | 5.6058 | 5.5821 | 6.3347 | 7.123 | 8.2763 | 8.4397 | 8.7505 | 10.4506 | 10.3221 | 10.206 | 9.9493 | 9.6736 | 9.4919 | 8.9764 | 9.228 | 10.7498 | 11.3502 | 10.8936 | 9.9167 | 9.5817 | 8.5909
0 | 3 | 6.4666 | 5.9384 | 5.5269 | 5.2513 | 5.1322 | 5.7973 | 6.4586 | 7.3942 | 7.7556 | 8.088 | 9.7019 | 9.6036 | 9.5243 | 9.2928 | 8.986 | 8.8275 | 8.2872 | 8.3291 | 9.3094 | 10.306 | 10.0707 | 9.0456 | 8.7684 | 7.8119
0 | 4 | 7.0221 | 6.4336 | 5.8555 | 5.5828 | 5.4761 | 6.0342 | 6.6443 | 7.7387 | 8.0104 | 8.4869 | 10.4347 | 10.3339 | 10.2176 | 9.9568 | 9.7175 | 9.517 | 8.9561 | 9.0787 | 10.1249 | 10.8082 | 10.6129 | 9.6827 | 9.2579 | 8.0667
0 | 5 | 8.5025 | 8.0566 | 7.5022 | 7.0827 | 6.7744 | 7.2043 | 7.3838 | 8.5375 | 8.7957 | 9.1979 | 11.2073 | 11.1662 | 11.1007 | 10.8359 | 10.5659 | 10.361 | 9.8184 | 10.0296 | 11.1804 | 11.6929 | 11.3704 | 10.597 | 10.6622 | 9.3917
0 | 6 | 9.4449 | 8.9919 | 8.4345 | 8.0838 | 7.9217 | 8.5193 | 8.6984 | 9.7794 | 9.8882 | 10.0996 | 12.1234 | 12.0771 | 12.011 | 11.6433 | 11.3998 | 11.2373 | 10.6434 | 10.8487 | 11.8816 | 12.5497 | 12.2164 | 11.4429 | 11.5469 | 11.0444
0 | 7 | 9.5117 | 9.04 | 8.4915 | 8.1067 | 7.9377 | 8.6182 | 8.7484 | 9.8021 | 9.8987 | 10.1412 | 12.2189 | 12.0221 | 12.0342 | 11.7603 | 11.4803 | 11.284 | 10.6638 | 10.8383 | 12.0645 | 12.753 | 12.3971 | 11.5617 | 11.6825 | 11.1245
0 | 8 | 8.8049 | 8.3145 | 7.8007 | 7.4503 | 7.3336 | 8.0809 | 8.2911 | 9.272 | 9.4589 | 9.8326 | 11.8645 | 11.7944 | 11.7243 | 11.4207 | 10.9536 | 10.8135 | 10.253 | 10.3697 | 11.7711 | 12.5418 | 12.028 | 11.0938 | 10.9069 | 10.2763
0 | 9 | 6.783 | 6.2995 | 5.8924 | 5.6386 | 5.5628 | 6.2852 | 6.8908 | 7.8598 | 8.0872 | 8.4695 | 10.359 | 10.326 | 10.1944 | 9.9455 | 9.6662 | 9.4883 | 8.9832 | 9.2002 | 10.7269 | 11.2147 | 10.536 | 9.4452 | 9.0056 | 8.114
0 | 10 | 6.1853 | 5.6393 | 5.2586 | 5.0117 | 5.0037 | 5.7408 | 6.6122 | 7.6705 | 7.7905 | 8.1886 | 9.6979 | 9.7096 | 9.5553 | 9.2777 | 9.0518 | 9.0286 | 8.6777 | 9.1655 | 10.2125 | 10.5969 | 10.0323 | 8.9484 | 8.4108 | 7.4661
0 | 11 | 6.878 | 6.1791 | 5.7314 | 5.445 | 5.4407 | 6.1968 | 7.0873 | 8.2233 | 8.3943 | 8.7123 | 10.3351 | 10.3339 | 10.2603 | 9.9795 | 9.5456 | 9.5027 | 9.2073 | 9.6271 | 10.9556 | 11.5136 | 10.9936 | 10.0355 | 9.6005 | 8.6819
1 | 0 | 8.4698 | 7.907 | 7.1836 | 6.7614 | 6.7352 | 7.635 | 8.5369 | 9.7356 | 9.8878 | 10.1312 | 12.0186 | 11.9224 | 11.7087 | 11.5203 | 11.1326 | 10.9997 | 10.4448 | 10.8409 | 12.4116 | 12.9638 | 12.3952 | 11.4368 | 11.2744 | 10.4156
1 | 1 | 8.3074 | 7.8745 | 7.2716 | 6.8166 | 6.8297 | 7.7166 | 8.8745 | 9.9026 | 10.0858 | 10.2295 | 12.0981 | 11.9966 | 11.851 | 11.5005 | 11.1518 | 10.9922 | 10.4305 | 10.7315 | 12.4276 | 12.922 | 12.3144 | 11.4784 | 11.219 | 10.1633
1 | 2 | 7.2883 | 6.6939 | 6.2575 | 5.8861 | 5.8612 | 6.6514 | 7.4792 | 8.6901 | 8.8617 | 9.188 | 10.9731 | 10.8382 | 10.7163 | 10.4467 | 10.1572 | 9.9665 | 9.4253 | 9.6894 | 11.2873 | 11.9177 | 11.4383 | 10.4125 | 10.0607 | 9.0204
1 | 3 | 6.7899 | 6.2353 | 5.8032 | 5.5139 | 5.3888 | 6.0872 | 6.7815 | 7.7639 | 8.1434 | 8.4924 | 10.187 | 10.0837 | 10.0006 | 9.7574 | 9.4353 | 9.2689 | 8.7016 | 8.7456 | 9.7749 | 10.8213 | 10.5743 | 9.4979 | 9.2069 | 8.2025
1 | 4 | 7.3733 | 6.7553 | 6.1483 | 5.862 | 5.7499 | 6.3359 | 6.9765 | 8.1256 | 8.4109 | 8.9112 | 10.9564 | 10.8505 | 10.7285 | 10.4547 | 10.2033 | 9.9929 | 9.4039 | 9.5327 | 10.6311 | 11.3486 | 11.1436 | 10.1669 | 9.7208 | 8.47
1 | 5 | 8.9277 | 8.4594 | 7.8773 | 7.4369 | 7.1131 | 7.5645 | 7.753 | 8.9644 | 9.2355 | 9.6578 | 11.7677 | 11.7245 | 11.6558 | 11.3777 | 11.0942 | 10.879 | 10.3093 | 10.5311 | 11.7394 | 12.2776 | 11.9389 | 11.1269 | 11.1953 | 9.8613
1 | 6 | 9.9172 | 9.4415 | 8.8562 | 8.488 | 8.3177 | 8.9452 | 9.1333 | 10.2683 | 10.3826 | 10.6046 | 12.7295 | 12.681 | 12.6115 | 12.2255 | 11.9698 | 11.7991 | 11.1756 | 11.3911 | 12.4756 | 13.1772 | 12.8272 | 12.0151 | 12.1243 | 11.5966
1 | 7 | 9.9873 | 9.492 | 8.9161 | 8.5121 | 8.3346 | 9.0491 | 9.1858 | 10.2922 | 10.3936 | 10.6483 | 12.8299 | 12.6232 | 12.6359 | 12.3483 | 12.0543 | 11.8482 | 11.1969 | 11.3802 | 12.6677 | 13.3907 | 13.017 | 12.1398 | 12.2666 | 11.6807
1 | 8 | 9.2452 | 8.7302 | 8.1907 | 7.8228 | 7.7002 | 8.485 | 8.7057 | 9.7356 | 9.9318 | 10.3242 | 12.4577 | 12.3841 | 12.3106 | 11.9918 | 11.5013 | 11.3542 | 10.7656 | 10.8882 | 12.3596 | 13.1689 | 12.6294 | 11.6484 | 11.4523 | 10.7901
1 | 9 | 7.1222 | 6.6144 | 6.187 | 5.9206 | 5.841 | 6.5994 | 7.2354 | 8.2528 | 8.4915 | 8.893 | 10.877 | 10.8423 | 10.7041 | 10.4428 | 10.1496 | 9.9627 | 9.4324 | 9.6602 | 11.2633 | 11.7754 | 11.0628 | 9.9174 | 9.4559 | 8.5197
1 | 10 | 6.4945 | 5.9212 | 5.5215 | 5.2623 | 5.2538 | 6.0278 | 6.9428 | 8.0541 | 8.18 | 8.598 | 10.1828 | 10.1951 | 10.0331 | 9.7416 | 9.5044 | 9.48 | 9.1116 | 9.6238 | 10.7231 | 11.1268 | 10.5339 | 9.3959 | 8.8313 | 7.8394
1 | 11 | 7.2219 | 6.4881 | 6.018 | 5.7172 | 5.7127 | 6.5066 | 7.4416 | 8.6345 | 8.814 | 9.1479 | 10.8519 | 10.8505 | 10.7733 | 10.4784 | 10.0228 | 9.9778 | 9.6677 | 10.1084 | 11.5034 | 12.0892 | 11.5433 | 10.5373 | 10.0805 | 9.116
2 | 0 | 8.8933 | 8.3024 | 7.5428 | 7.0995 | 7.0719 | 8.0167 | 8.9637 | 10.2224 | 10.3822 | 10.6377 | 12.6195 | 12.5185 | 12.2941 | 12.0963 | 11.6893 | 11.5497 | 10.967 | 11.3829 | 13.0322 | 13.612 | 13.0149 | 12.0086 | 11.8381 | 10.9363
2 | 1 | 8.7227 | 8.2682 | 7.6352 | 7.1574 | 7.1711 | 8.1025 | 9.3182 | 10.3977 | 10.59 | 10.741 | 12.703 | 12.5964 | 12.4435 | 12.0755 | 11.7094 | 11.5418 | 10.952 | 11.2681 | 13.049 | 13.5681 | 12.9302 | 12.0523 | 11.78 | 10.6715
2 | 2 | 7.6528 | 7.0286 | 6.5703 | 6.1804 | 6.1543 | 6.984 | 7.8531 | 9.1246 | 9.3048 | 9.6474 | 11.5218 | 11.3801 | 11.2521 | 10.9691 | 10.6651 | 10.4648 | 9.8965 | 10.1738 | 11.8517 | 12.5136 | 12.0102 | 10.9332 | 10.5638 | 9.4715
2 | 3 | 7.1294 | 6.5471 | 6.0934 | 5.7896 | 5.6583 | 6.3916 | 7.1206 | 8.1521 | 8.5505 | 8.917 | 10.6963 | 10.5879 | 10.5006 | 10.2453 | 9.9071 | 9.7323 | 9.1367 | 9.1828 | 10.2636 | 11.3624 | 11.103 | 9.9728 | 9.6672 | 8.6126
2 | 4 | 7.7419 | 7.093 | 6.4557 | 6.1551 | 6.0374 | 6.6527 | 7.3254 | 8.5319 | 8.8314 | 9.3568 | 11.5042 | 11.3931 | 11.265 | 10.9774 | 10.7135 | 10.4925 | 9.8741 | 10.0093 | 11.1627 | 11.916 | 11.7007 | 10.6752 | 10.2068 | 8.8935
2 | 5 | 9.374 | 8.8824 | 8.2712 | 7.8087 | 7.4688 | 7.9427 | 8.1406 | 9.4126 | 9.6973 | 10.1407 | 12.3561 | 12.3107 | 12.2386 | 11.9466 | 11.649 | 11.423 | 10.8248 | 11.0577 | 12.3264 | 12.8914 | 12.5359 | 11.6832 | 11.7551 | 10.3544
2 | 6 | 10.413 | 9.9135 | 9.299 | 8.9124 | 8.7336 | 9.3925 | 9.5899 | 10.7818 | 10.9017 | 11.1348 | 13.366 | 13.315 | 13.2421 | 12.8368 | 12.5683 | 12.3891 | 11.7343 | 11.9607 | 13.0994 | 13.8361 | 13.4686 | 12.6158 | 12.7305 | 12.1765
2 | 7 | 10.4867 | 9.9666 | 9.3619 | 8.9377 | 8.7513 | 9.5016 | 9.6451 | 10.8068 | 10.9133 | 11.1807 | 13.4714 | 13.2544 | 13.2677 | 12.9657 | 12.657 | 12.4406 | 11.7568 | 11.9492 | 13.3011 | 14.0602 | 13.6678 | 12.7468 | 12.8799 | 12.2647
2 | 8 | 9.7074 | 9.1667 | 8.6002 | 8.214 | 8.0852 | 8.9092 | 9.141 | 10.2224 | 10.4284 | 10.8404 | 13.0806 | 13.0033 | 12.9261 | 12.5913 | 12.0764 | 11.9219 | 11.3039 | 11.4326 | 12.9776 | 13.8273 | 13.2608 | 12.2309 | 12.0249 | 11.3296
2 | 9 | 7.4783 | 6.9452 | 6.4964 | 6.2166 | 6.133 | 6.9294 | 7.5971 | 8.6655 | 8.9161 | 9.3377 | 11.4208 | 11.3844 | 11.2393 | 10.9649 | 10.657 | 10.4608 | 9.904 | 10.1432 | 11.8265 | 12.3642 | 11.6159 | 10.4133 | 9.9287 | 8.9457
2 | 10 | 6.8192 | 6.2173 | 5.7976 | 5.5254 | 5.5165 | 6.3292 | 7.2899 | 8.4568 | 8.589 | 9.0279 | 10.6919 | 10.7048 | 10.5347 | 10.2287 | 9.9796 | 9.954 | 9.5671 | 10.105 | 11.2593 | 11.6831 | 11.0606 | 9.8656 | 9.2729 | 8.2313
2 | 11 | 7.583 | 6.8125 | 6.3189 | 6.0031 | 5.9984 | 6.832 | 7.8137 | 9.0662 | 9.2547 | 9.6053 | 11.3945 | 11.3931 | 11.3119 | 11.0024 | 10.524 | 10.4767 | 10.151 | 10.6138 | 12.0785 | 12.6937 | 12.1204 | 11.0641 | 10.5845 | 9.5718
3 | 0 | 9.338 | 8.7175 | 7.9199 | 7.4545 | 7.4255 | 8.4176 | 9.4119 | 10.7335 | 10.9014 | 11.1696 | 13.2505 | 13.1445 | 12.9088 | 12.7012 | 12.2737 | 12.1272 | 11.5154 | 11.952 | 13.6838 | 14.2926 | 13.6657 | 12.6091 | 12.43 | 11.4832
3 | 1 | 9.1589 | 8.6816 | 8.017 | 7.5153 | 7.5297 | 8.5076 | 9.7841 | 10.9176 | 11.1195 | 11.278 | 13.3381 | 13.2263 | 13.0657 | 12.6793 | 12.2949 | 12.1189 | 11.4997 | 11.8315 | 13.7015 | 14.2465 | 13.5767 | 12.6549 | 12.369 | 11.205
3 | 2 | 8.0354 | 7.38 | 6.8989 | 6.4894 | 6.462 | 7.3332 | 8.2458 | 9.5809 | 9.77 | 10.1298 | 12.0979 | 11.9491 | 11.8148 | 11.5175 | 11.1984 | 10.988 | 10.3913 | 10.6825 | 12.4442 | 13.1392 | 12.6107 | 11.4798 | 11.092 | 9.945
3 | 3 | 7.4859 | 6.8745 | 6.398 | 6.0791 | 5.9412 | 6.7111 | 7.4766 | 8.5597 | 8.9781 | 9.3629 | 11.2311 | 11.1173 | 11.0256 | 10.7576 | 10.4024 | 10.2189 | 9.5935 | 9.642 | 10.7768 | 11.9305 | 11.6581 | 10.4714 | 10.1506 | 9.0432
3 | 4 | 8.129 | 7.4477 | 6.7785 | 6.4628 | 6.3392 | 6.9853 | 7.6916 | 8.9585 | 9.273 | 9.8246 | 12.0795 | 11.9627 | 11.8282 | 11.5263 | 11.2492 | 11.0171 | 10.3678 | 10.5098 | 11.7208 | 12.5118 | 12.2858 | 11.209 | 10.7172 | 9.3382
3 | 5 | 9.8427 | 9.3265 | 8.6847 | 8.1992 | 7.8422 | 8.3398 | 8.5476 | 9.8833 | 10.1821 | 10.6477 | 12.9739 | 12.9263 | 12.8505 | 12.5439 | 12.2314 | 11.9941 | 11.366 | 11.6106 | 12.9427 | 13.536 | 13.1627 | 12.2674 | 12.3428 | 10.8721
3 | 6 | 10.9337 | 10.4092 | 9.764 | 9.358 | 9.1703 | 9.8621 | 10.0694 | 11.3208 | 11.4468 | 11.6916 | 14.0343 | 13.9808 | 13.9042 | 13.4786 | 13.1967 | 13.0085 | 12.3211 | 12.5587 | 13.7544 | 14.5279 | 14.142 | 13.2466 | 13.367 | 12.7853
3 | 7 | 11.011 | 10.4649 | 9.83 | 9.3846 | 9.1889 | 9.9767 | 10.1273 | 11.3471 | 11.4589 | 11.7398 | 14.1449 | 13.9171 | 13.9311 | 13.614 | 13.2898 | 13.0626 | 12.3446 | 12.5466 | 13.9661 | 14.7632 | 14.3512 | 13.3841 | 13.5239 | 12.878
3 | 8 | 10.1928 | 9.625 | 9.0302 | 8.6247 | 8.4895 | 9.3547 | 9.598 | 10.7335 | 10.9498 | 11.3824 | 13.7346 | 13.6535 | 13.5724 | 13.2209 | 12.6802 | 12.518 | 11.8691 | 12.0043 | 13.6265 | 14.5187 | 13.9239 | 12.8424 | 12.6261 | 11.8961
3 | 9 | 7.8522 | 7.2924 | 6.8212 | 6.5274 | 6.4397 | 7.2759 | 7.977 | 9.0988 | 9.3619 | 9.8045 | 11.9919 | 11.9536 | 11.8013 | 11.5132 | 11.1899 | 10.9839 | 10.3992 | 10.6504 | 12.4178 | 12.9824 | 12.1967 | 10.934 | 10.4251 | 9.393
3 | 10 | 7.1602 | 6.5282 | 6.0875 | 5.8017 | 5.7924 | 6.6457 | 7.6544 | 8.8796 | 9.0185 | 9.4793 | 11.2265 | 11.2401 | 11.0615 | 10.7401 | 10.4786 | 10.4517 | 10.0455 | 10.6102 | 11.8223 | 12.2673 | 11.6136 | 10.3589 | 9.7365 | 8.6429
3 | 11 | 7.9621 | 7.1531 | 6.6349 | 6.3032 | 6.2983 | 7.1736 | 8.2044 | 9.5195 | 9.7175 | 10.0856 | 11.9642 | 11.9627 | 11.8775 | 11.5525 | 11.0502 | 11.0005 | 10.6586 | 11.1445 | 12.6825 | 13.3284 | 12.7265 | 11.6173 | 11.1138 | 10.0504
4 | 0 | 9.8049 | 9.1533 | 8.3159 | 7.8272 | 7.7968 | 8.8385 | 9.8825 | 11.2702 | 11.4464 | 11.7281 | 13.913 | 13.8017 | 13.5542 | 13.3362 | 12.8874 | 12.7335 | 12.0911 | 12.5496 | 14.368 | 15.0072 | 14.349 | 13.2395 | 13.0515 | 12.0573
4 | 1 | 9.6168 | 9.1157 | 8.4178 | 7.891 | 7.9062 | 8.933 | 10.2733 | 11.4635 | 11.6755 | 11.8419 | 14.005 | 13.8876 | 13.719 | 13.3133 | 12.9097 | 12.7248 | 12.0746 | 12.4231 | 14.3865 | 14.9588 | 14.2555 | 13.2876 | 12.9874 | 11.7653
4 | 2 | 8.4372 | 7.749 | 7.2438 | 6.8139 | 6.7851 | 7.6998 | 8.6581 | 10.0599 | 10.2585 | 10.6362 | 12.7028 | 12.5465 | 12.4055 | 12.0934 | 11.7583 | 11.5374 | 10.9109 | 11.2166 | 13.0665 | 13.7962 | 13.2413 | 12.0538 | 11.6466 | 10.4423
4 | 3 | 7.8601 | 7.2182 | 6.7179 | 6.383 | 6.2382 | 7.0467 | 7.8504 | 8.9876 | 9.427 | 9.831 | 11.7927 | 11.6732 | 11.5769 | 11.2954 | 10.9225 | 10.7299 | 10.0732 | 10.1241 | 11.3156 | 12.527 | 12.241 | 10.995 | 10.6581 | 9.4954
4 | 4 | 8.5355 | 7.82 | 7.1174 | 6.786 | 6.6562 | 7.3346 | 8.0762 | 9.4064 | 9.7367 | 10.3159 | 12.6834 | 12.5609 | 12.4196 | 12.1026 | 11.8116 | 11.568 | 10.8862 | 11.0352 | 12.3068 | 13.1374 | 12.9001 | 11.7694 | 11.253 | 9.8051
4 | 5 | 10.3349 | 9.7928 | 9.1189 | 8.6091 | 8.2343 | 8.7568 | 8.975 | 10.3774 | 10.6912 | 11.1801 | 13.6226 | 13.5726 | 13.493 | 13.1711 | 12.843 | 12.5938 | 11.9343 | 12.1911 | 13.5899 | 14.2128 | 13.8208 | 12.8807 | 12.96 | 11.4157
4 | 6 | 11.4803 | 10.9297 | 10.2522 | 9.8259 | 9.6288 | 10.3552 | 10.5729 | 11.8869 | 12.0192 | 12.2762 | 14.736 | 14.6798 | 14.5994 | 14.1525 | 13.8565 | 13.659 | 12.9371 | 13.1866 | 14.4421 | 15.2543 | 14.8491 | 13.9089 | 14.0354 | 13.4245
4 | 7 | 11.5616 | 10.9882 | 10.3215 | 9.8538 | 9.6483 | 10.4755 | 10.6337 | 11.9145 | 12.0319 | 12.3267 | 14.8522 | 14.613 | 14.6277 | 14.2947 | 13.9543 | 13.7157 | 12.9619 | 13.174 | 14.6644 | 15.5014 | 15.0688 | 14.0533 | 14.2001 | 13.5219
4 | 8 | 10.7025 | 10.1063 | 9.4818 | 9.0559 | 8.914 | 9.8224 | 10.0779 | 11.2702 | 11.4973 | 11.9515 | 14.4213 | 14.3362 | 14.251 | 13.882 | 13.3142 | 13.1439 | 12.4625 | 12.6045 | 14.3078 | 15.2446 | 14.6201 | 13.4845 | 13.2574 | 12.4909
4 | 9 | 8.2448 | 7.657 | 7.1623 | 6.8538 | 6.7617 | 7.6397 | 8.3758 | 9.5537 | 9.83 | 10.2948 | 12.5914 | 12.5513 | 12.3914 | 12.0888 | 11.7494 | 11.5331 | 10.9192 | 11.1829 | 13.0387 | 13.6315 | 12.8066 | 11.4807 | 10.9464 | 9.8627
4 | 10 | 7.5182 | 6.8546 | 6.3918 | 6.0918 | 6.082 | 6.978 | 8.0371 | 9.3236 | 9.4694 | 9.9533 | 11.7878 | 11.8021 | 11.6146 | 11.2771 | 11.0025 | 10.9743 | 10.5478 | 11.1407 | 12.4134 | 12.8807 | 12.1943 | 10.8769 | 10.2234 | 9.0751
4 | 11 | 8.3602 | 7.5108 | 6.9666 | 6.6184 | 6.6132 | 7.5322 | 8.6146 | 9.9955 | 10.2034 | 10.5899 | 12.5624 | 12.5609 | 12.4714 | 12.1301 | 11.6027 | 11.5505 | 11.1915 | 11.7018 | 13.3166 | 13.9948 | 13.3628 | 12.1982 | 11.6695 | 10.5529
5 | 0 | 10.2951 | 9.611 | 8.7317 | 8.2185 | 8.1866 | 9.2804 | 10.3766 | 11.8337 | 12.0187 | 12.3145 | 14.6087 | 14.4918 | 14.2319 | 14.003 | 13.5318 | 13.3702 | 12.6957 | 13.1771 | 15.0864 | 15.7576 | 15.0664 | 13.9015 | 13.7041 | 12.6602
5 | 1 | 10.0977 | 9.5715 | 8.8387 | 8.2856 | 8.3015 | 9.3796 | 10.787 | 12.0367 | 12.2593 | 12.434 | 14.7053 | 14.582 | 14.405 | 13.979 | 13.5551 | 13.361 | 12.6784 | 13.0442 | 15.1059 | 15.7067 | 14.9683 | 13.952 | 13.6368 | 12.3535
5 | 2 | 8.859 | 8.1364 | 7.606 | 7.1546 | 7.1243 | 8.0848 | 9.091 | 10.5629 | 10.7714 | 11.1681 | 13.3379 | 13.1739 | 13.0258 | 12.6981 | 12.3462 | 12.1143 | 11.4565 | 11.7775 | 13.7198 | 14.486 | 13.9033 | 12.6565 | 12.2289 | 10.9644
5 | 3 | 8.2532 | 7.5791 | 7.0538 | 6.7022 | 6.5501 | 7.399 | 8.243 | 9.437 | 9.8983 | 10.3226 | 12.3823 | 12.2569 | 12.1557 | 11.8602 | 11.4687 | 11.2664 | 10.5769 | 10.6303 | 11.8814 | 13.1534 | 12.8531 | 11.5448 | 11.191 | 9.9702
5 | 4 | 8.9622 | 8.2111 | 7.4733 | 7.1253 | 6.989 | 7.7013 | 8.48 | 9.8767 | 10.2235 | 10.8316 | 13.3176 | 13.1889 | 13.0406 | 12.7077 | 12.4022 | 12.1464 | 11.4305 | 11.587 | 12.9222 | 13.7943 | 13.5451 | 12.3579 | 11.8157 | 10.2954
5 | 5 | 10.8516 | 10.2825 | 9.5749 | 9.0396 | 8.646 | 9.1947 | 9.4238 | 10.8963 | 11.2258 | 11.7391 | 14.3037 | 14.2512 | 14.1677 | 13.8297 | 13.4851 | 13.2235 | 12.531 | 12.8006 | 14.2693 | 14.9234 | 14.5119 | 13.5248 | 13.608 | 11.9865
5 | 6 | 12.0544 | 11.4762 | 10.7648 | 10.3172 | 10.1103 | 10.873 | 11.1015 | 12.4812 | 12.6201 | 12.89 | 15.4728 | 15.4138 | 15.3294 | 14.8602 | 14.5494 | 14.3419 | 13.584 | 13.8459 | 15.1642 | 16.017 | 15.5915 | 14.6044 | 14.7371 | 14.0958
5 | 7 | 12.1396 | 11.5376 | 10.8376 | 10.3465 | 10.1308 | 10.9993 | 11.1654 | 12.5102 | 12.6335 | 12.9431 | 15.5948 | 15.3436 | 15.359 | 15.0094 | 14.6521 | 14.4015 | 13.61 | 13.8327 | 15.3977 | 16.2764 | 15.8222 | 14.756 | 14.9101 | 14.198
5 | 8 | 11.2376 | 10.6116 | 9.9558 | 9.5087 | 9.3597 | 10.3135 | 10.5818 | 11.8337 | 12.0722 | 12.5491 | 15.1424 | 15.053 | 14.9636 | 14.5761 | 13.9799 | 13.8011 | 13.0857 | 13.2347 | 15.0232 | 16.0068 | 15.3511 | 14.1588 | 13.9203 | 13.1155
5 | 9 | 8.6571 | 8.0399 | 7.5204 | 7.1965 | 7.0997 | 8.0216 | 8.7946 | 10.0314 | 10.3215 | 10.8095 | 13.221 | 13.1789 | 13.0109 | 12.6933 | 12.3369 | 12.1097 | 11.4651 | 11.742 | 13.6906 | 14.3131 | 13.4469 | 12.0547 | 11.4937 | 10.3558
5 | 10 | 7.8941 | 7.1973 | 6.7114 | 6.3964 | 6.3861 | 7.3268 | 8.439 | 9.7898 | 9.9429 | 10.451 | 12.3772 | 12.3922 | 12.1953 | 11.8409 | 11.5527 | 11.523 | 11.0752 | 11.6977 | 13.034 | 13.5247 | 12.804 | 11.4207 | 10.7345 | 9.5288
5 | 11 | 8.7782 | 7.8863 | 7.3149 | 6.9493 | 6.9439 | 7.9088 | 9.0454 | 10.4953 | 10.7135 | 11.1194 | 13.1905 | 13.1889 | 13.095 | 12.7366 | 12.1828 | 12.1281 | 11.7511 | 12.2868 | 13.9824 | 14.6946 | 14.0309 | 12.8081 | 12.2529 | 11.0806
6 | 0 | 10.8099 | 10.0916 | 9.1683 | 8.6295 | 8.596 | 9.7444 | 10.8955 | 12.4254 | 12.6197 | 12.9302 | 15.3391 | 15.2163 | 14.9435 | 14.7032 | 14.2084 | 14.0387 | 13.3305 | 13.836 | 15.8407 | 16.5455 | 15.8197 | 14.5966 | 14.3893 | 13.2932
6 | 1 | 10.6025 | 10.0501 | 9.2806 | 8.6998 | 8.7166 | 9.8486 | 11.3263 | 12.6385 | 12.8723 | 13.0557 | 15.4405 | 15.3111 | 15.1252 | 14.6779 | 14.2329 | 14.0291 | 13.3123 | 13.6965 | 15.8612 | 16.4921 | 15.7167 | 14.6496 | 14.3186 | 12.9712
6 | 2 | 9.302 | 8.5433 | 7.9863 | 7.5123 | 7.4806 | 8.489 | 9.5455 | 11.091 | 11.31 | 11.7265 | 14.0048 | 13.8326 | 13.6771 | 13.333 | 12.9635 | 12.72 | 12.0293 | 12.3663 | 14.4058 | 15.2103 | 14.5985 | 13.2893 | 12.8403 | 11.5126
6 | 3 | 8.6658 | 7.9581 | 7.4065 | 7.0373 | 6.8776 | 7.769 | 8.6551 | 9.9089 | 10.3932 | 10.8387 | 13.0014 | 12.8697 | 12.7635 | 12.4532 | 12.0421 | 11.8297 | 11.1057 | 11.1618 | 12.4755 | 13.811 | 13.4957 | 12.122 | 11.7506 | 10.4687
6 | 4 | 9.4103 | 8.6216 | 7.847 | 7.4815 | 7.3384 | 8.0864 | 8.904 | 10.3706 | 10.7347 | 11.3732 | 13.9835 | 13.8483 | 13.6926 | 13.3431 | 13.0223 | 12.7537 | 12.002 | 12.1664 | 13.5683 | 14.484 | 14.2223 | 12.9758 | 12.4065 | 10.8102
6 | 5 | 11.3942 | 10.7966 | 10.0536 | 9.4915 | 9.0783 | 9.6544 | 9.895 | 11.4411 | 11.7871 | 12.326 | 15.0189 | 14.9638 | 14.8761 | 14.5212 | 14.1594 | 13.8847 | 13.1576 | 13.4407 | 14.9828 | 15.6696 | 15.2375 | 14.201 | 14.2884 | 12.5858
6 | 6 | 12.6571 | 12.05 | 11.303 | 10.833 | 10.6158 | 11.4166 | 11.6566 | 13.1053 | 13.2511 | 13.5345 | 16.2465 | 16.1845 | 16.0958 | 15.6032 | 15.2768 | 15.059 | 14.2632 | 14.5382 | 15.9224 | 16.8179 | 16.3711 | 15.3346 | 15.474 | 14.8006
6 | 7 | 12.7466 | 12.1145 | 11.3794 | 10.8638 | 10.6373 | 11.5493 | 11.7236 | 13.1357 | 13.2652 | 13.5902 | 16.3745 | 16.1108 | 16.127 | 15.7599 | 15.3847 | 15.1216 | 14.2905 | 14.5243 | 16.1675 | 17.0902 | 16.6133 | 15.4938 | 15.6556 | 14.9079
6 | 8 | 11.7995 | 11.1422 | 10.4536 | 9.9842 | 9.8277 | 10.8292 | 11.1109 | 12.4254 | 12.6758 | 13.1766 | 15.8995 | 15.8056 | 15.7117 | 15.3049 | 14.6789 | 14.4911 | 13.74 | 13.8964 | 15.7743 | 16.8072 | 16.1186 | 14.8667 | 14.6163 | 13.7712
6 | 9 | 9.0899 | 8.4419 | 7.8964 | 7.5563 | 7.4547 | 8.4227 | 9.2343 | 10.5329 | 10.8376 | 11.35 | 13.8821 | 13.8378 | 13.6615 | 13.3279 | 12.9537 | 12.7152 | 12.0384 | 12.3291 | 14.3751 | 15.0287 | 14.1193 | 12.6574 | 12.0684 | 10.8736
6 | 10 | 8.2888 | 7.5572 | 7.047 | 6.7162 | 6.7054 | 7.6932 | 8.8609 | 10.2793 | 10.44 | 10.9735 | 12.9961 | 13.0118 | 12.805 | 12.433 | 12.1303 | 12.0992 | 11.6289 | 12.2826 | 13.6857 | 14.2009 | 13.4442 | 11.9918 | 11.2713 | 10.0053
6 | 11 | 9.2171 | 8.2806 | 7.6807 | 7.2968 | 7.2911 | 8.3043 | 9.4976 | 11.02 | 11.2492 | 11.6753 | 13.85 | 13.8483 | 13.7497 | 13.3734 | 12.792 | 12.7345 | 12.3387 | 12.9012 | 14.6815 | 15.4293 | 14.7325 | 13.4485 | 12.8656 | 11.6346
7 | 0 | 11.3504 | 10.5961 | 9.6267 | 9.061 | 9.0258 | 10.2316 | 11.4402 | 13.0467 | 13.2507 | 13.5768 | 16.1061 | 15.9772 | 15.6907 | 15.4383 | 14.9188 | 14.7406 | 13.997 | 14.5278 | 16.6328 | 17.3728 | 16.6107 | 15.3264 | 15.1087 | 13.9578
7 | 1 | 11.1327 | 10.5526 | 9.7447 | 9.1348 | 9.1524 | 10.341 | 11.8926 | 13.2704 | 13.5159 | 13.7085 | 16.2126 | 16.0766 | 15.8815 | 15.4118 | 14.9445 | 14.7305 | 13.9779 | 14.3813 | 16.6542 | 17.3167 | 16.5025 | 15.3821 | 15.0346 | 13.6198
7 | 2 | 9.7671 | 8.9704 | 8.3856 | 7.8879 | 7.8546 | 8.9135 | 10.0228 | 11.6456 | 11.8755 | 12.3128 | 14.7051 | 14.5242 | 14.3609 | 13.9996 | 13.6117 | 13.356 | 12.6307 | 12.9847 | 15.1261 | 15.9708 | 15.3284 | 13.9538 | 13.4824 | 12.0883
7 | 3 | 9.0991 | 8.356 | 7.7769 | 7.3892 | 7.2215 | 8.1574 | 9.0879 | 10.4043 | 10.9129 | 11.3807 | 13.6515 | 13.5132 | 13.4017 | 13.0759 | 12.6442 | 12.4212 | 11.661 | 11.7199 | 13.0992 | 14.5016 | 14.1705 | 12.7281 | 12.3381 | 10.9921
7 | 4 | 9.8809 | 9.0527 | 8.2393 | 7.8556 | 7.7054 | 8.4907 | 9.3492 | 10.8891 | 11.2714 | 11.9419 | 14.6826 | 14.5408 | 14.3773 | 14.0102 | 13.6734 | 13.3914 | 12.6021 | 12.7747 | 14.2467 | 15.2082 | 14.9334 | 13.6246 | 13.0268 | 11.3507
7 | 5 | 11.9639 | 11.3364 | 10.5563 | 9.9661 | 9.5322 | 10.1371 | 10.3897 | 12.0132 | 12.3765 | 12.9423 | 15.7698 | 15.712 | 15.6199 | 15.2472 | 14.8673 | 14.5789 | 13.8155 | 14.1127 | 15.732 | 16.4531 | 15.9993 | 14.9111 | 15.0028 | 13.2151
7 | 6 | 13.2899 | 12.6525 | 11.8682 | 11.3747 | 11.1466 | 11.9875 | 12.2395 | 13.7606 | 13.9137 | 14.2112 | 17.0588 | 16.9937 | 16.9006 | 16.3833 | 16.0407 | 15.812 | 14.9763 | 15.2652 | 16.7186 | 17.6588 | 17.1897 | 16.1013 | 16.2477 | 15.5406
7 | 7 | 13.3839 | 12.7202 | 11.9484 | 11.407 | 11.1692 | 12.1267 | 12.3098 | 13.7925 | 13.9284 | 14.2697 | 17.1933 | 16.9163 | 16.9333 | 16.5479 | 16.1539 | 15.8777 | 15.005 | 15.2505 | 16.9759 | 17.9448 | 17.444 | 16.2685 | 16.4384 | 15.6533
7 | 8 | 12.3894 | 11.6993 | 10.9763 | 10.4834 | 10.319 | 11.3707 | 11.6664 | 13.0467 | 13.3096 | 13.8354 | 16.6945 | 16.5959 | 16.4973 | 16.0701 | 15.4128 | 15.2157 | 14.4269 | 14.5913 | 16.5631 | 17.6475 | 16.9246 | 15.61 | 15.3471 | 14.4598
7 | 9 | 9.5444 | 8.864 | 8.2912 | 7.9341 | 7.8275 | 8.8439 | 9.6961 | 11.0596 | 11.3795 | 11.9175 | 14.5762 | 14.5297 | 14.3446 | 13.9943 | 13.6014 | 13.351 | 12.6403 | 12.9456 | 15.0939 | 15.7802 | 14.8252 | 13.2903 | 12.6718 | 11.4173
7 | 10 | 8.7033 | 7.935 | 7.3993 | 7.052 | 7.0406 | 8.0779 | 9.304 | 10.7932 | 10.962 | 11.5222 | 13.6459 | 13.6624 | 13.4453 | 13.0546 | 12.7368 | 12.7041 | 12.2104 | 12.8968 | 14.37 | 14.911 | 14.1164 | 12.5913 | 11.8348 | 10.5055
7 | 11 | 9.678 | 8.6946 | 8.0647 | 7.6616 | 7.6556 | 8.7195 | 9.9725 | 11.571 | 11.8117 | 12.2591 | 14.5425 | 14.5408 | 14.4372 | 14.0421 | 13.4316 | 13.3712 | 12.9556 | 13.5462 | 15.4156 | 16.2007 | 15.4691 | 14.1209 | 13.5089 | 12.2163
8 | 0 | 11.9179 | 11.1259 | 10.108 | 9.514 | 9.4771 | 10.7432 | 12.0123 | 13.699 | 13.9132 | 14.2556 | 16.9114 | 16.776 | 16.4753 | 16.2103 | 15.6647 | 15.4777 | 14.6969 | 15.2542 | 17.4644 | 18.2414 | 17.4413 | 16.0927 | 15.8642 | 14.6557
8 | 1 | 11.6893 | 11.0802 | 10.2319 | 9.5916 | 9.61 | 10.8581 | 12.4873 | 13.934 | 14.1917 | 14.394 | 17.0232 | 16.8804 | 16.6755 | 16.1824 | 15.6918 | 15.4671 | 14.6768 | 15.1003 | 17.4869 | 18.1825 | 17.3276 | 16.1512 | 15.7863 | 14.3008
8 | 2 | 10.2554 | 9.419 | 8.8049 | 8.2823 | 8.2473 | 9.3592 | 10.5239 | 12.2279 | 12.4693 | 12.9284 | 15.4403 | 15.2504 | 15.079 | 14.6996 | 14.2923 | 14.0238 | 13.2623 | 13.6339 | 15.8824 | 16.7694 | 16.0948 | 14.6515 | 14.1565 | 12.6927
8 | 3 | 9.5541 | 8.7738 | 8.1657 | 7.7586 | 7.5826 | 8.5653 | 9.5423 | 10.9245 | 11.4585 | 11.9497 | 14.3341 | 14.1888 | 14.0718 | 13.7297 | 13.2764 | 13.0422 | 12.244 | 12.3059 | 13.7542 | 15.2267 | 14.8791 | 13.3645 | 12.955 | 11.5417
8 | 4 | 10.3749 | 9.5053 | 8.6513 | 8.2484 | 8.0906 | 8.9152 | 9.8167 | 11.4336 | 11.835 | 12.539 | 15.4168 | 15.2678 | 15.0961 | 14.7108 | 14.3571 | 14.061 | 13.2322 | 13.4134 | 14.959 | 15.9686 | 15.6801 | 14.3058 | 13.6781 | 11.9182
8 | 5 | 12.5621 | 11.9032 | 11.0841 | 10.4644 | 10.0088 | 10.644 | 10.9092 | 12.6138 | 12.9953 | 13.5894 | 16.5583 | 16.4976 | 16.4009 | 16.0096 | 15.6107 | 15.3079 | 14.5062 | 14.8183 | 16.5186 | 17.2757 | 16.7993 | 15.6566 | 15.7529 | 13.8759
8 | 6 | 13.9544 | 13.2851 | 12.4616 | 11.9434 | 11.7039 | 12.5868 | 12.8514 | 14.4486 | 14.6094 | 14.9217 | 17.9117 | 17.8434 | 17.7457 | 17.2025 | 16.8427 | 16.6026 | 15.7251 | 16.0284 | 17.5545 | 18.5417 | 18.0492 | 16.9064 | 17.0601 | 16.3176
8 | 7 | 14.0531 | 13.3562 | 12.5458 | 11.9774 | 11.7276 | 12.7331 | 12.9253 | 14.4821 | 14.6248 | 14.9832 | 18.0529 | 17.7622 | 17.78 | 17.3753 | 16.9616 | 16.6715 | 15.7552 | 16.013 | 17.8247 | 18.842 | 18.3162 | 17.0819 | 17.2603 | 16.4359
8 | 8 | 13.0089 | 12.2843 | 11.5251 | 11.0075 | 10.835 | 11.9392 | 12.2498 | 13.699 | 13.9751 | 14.5272 | 17.5292 | 17.4257 | 17.3222 | 16.8736 | 16.1835 | 15.9764 | 15.1483 | 15.3208 | 17.3912 | 18.5299 | 17.7708 | 16.3905 | 16.1145 | 15.1828
8 | 9 | 10.0216 | 9.3072 | 8.7058 | 8.3308 | 8.2188 | 9.286 | 10.1809 | 11.6126 | 11.9484 | 12.5134 | 15.305 | 15.2562 | 15.0618 | 14.694 | 14.2815 | 14.0185 | 13.2723 | 13.5929 | 15.8486 | 16.5692 | 15.5665 | 13.9548 | 13.3054 | 11.9881
8 | 10 | 9.1384 | 8.3318 | 7.7693 | 7.4046 | 7.3927 | 8.4817 | 9.7692 | 11.3329 | 11.5101 | 12.0983 | 14.3282 | 14.3455 | 14.1176 | 13.7074 | 13.3737 | 13.3394 | 12.8209 | 13.5416 | 15.0885 | 15.6565 | 14.8222 | 13.2209 | 12.4266 | 11.0308
8 | 11 | 10.1619 | 9.1294 | 8.4679 | 8.0447 | 8.0384 | 9.1555 | 10.4711 | 12.1496 | 12.4022 | 12.8721 | 15.2697 | 15.2678 | 15.1591 | 14.7442 | 14.1031 | 14.0397 | 13.6034 | 14.2236 | 16.1864 | 17.0108 | 16.2425 | 14.827 | 14.1843 | 12.8271
9 | 0 | 12.5138 | 11.6822 | 10.6134 | 9.9897 | 9.9509 | 11.2804 | 12.6129 | 14.384 | 14.6089 | 14.9684 | 17.757 | 17.6148 | 17.299 | 17.0208 | 16.448 | 16.2516 | 15.4317 | 16.0169 | 18.3376 | 19.1535 | 18.3133 | 16.8973 | 16.6574 | 15.3885
9 | 1 | 12.2738 | 11.6342 | 10.7435 | 10.0712 | 10.0905 | 11.401 | 13.1116 | 14.6307 | 14.9012 | 15.1136 | 17.8743 | 17.7245 | 17.5093 | 16.9915 | 16.4764 | 16.2404 | 15.4106 | 15.8554 | 18.3613 | 19.0916 | 18.194 | 16.9588 | 16.5756 | 15.0158
9 | 2 | 10.7682 | 9.8899 | 9.2451 | 8.6964 | 8.6597 | 9.8271 | 11.0501 | 12.8393 | 13.0927 | 13.5748 | 16.2123 | 16.0129 | 15.8329 | 15.4346 | 15.0069 | 14.725 | 13.9254 | 14.3156 | 16.6765 | 17.6078 | 16.8996 | 15.3841 | 14.8643 | 13.3273
9 | 3 | 10.0318 | 9.2124 | 8.574 | 8.1465 | 7.9617 | 8.9936 | 10.0194 | 11.4708 | 12.0315 | 12.5472 | 15.0508 | 14.8983 | 14.7754 | 14.4162 | 13.9402 | 13.6943 | 12.8562 | 12.9212 | 14.4419 | 15.988 | 15.623 | 14.0327 | 13.6027 | 12.1188
9 | 4 | 10.8937 | 9.9806 | 9.0838 | 8.6608 | 8.4952 | 9.361 | 10.3075 | 12.0052 | 12.4267 | 13.1659 | 16.1876 | 16.0312 | 15.8509 | 15.4463 | 15.075 | 14.764 | 13.8938 | 14.0841 | 15.707 | 16.767 | 16.4641 | 15.0211 | 14.362 | 12.5141
9 | 5 | 13.1902 | 12.4984 | 11.6383 | 10.9876 | 10.5093 | 11.1762 | 11.4547 | 13.2445 | 13.645 | 14.2689 | 17.3862 | 17.3225 | 17.2209 | 16.8101 | 16.3913 | 16.0733 | 15.2316 | 15.5593 | 17.3445 | 18.1395 | 17.6393 | 16.4395 | 16.5406 | 14.5697
9 | 6 | 14.6522 | 13.9493 | 13.0847 | 12.5406 | 12.2891 | 13.2162 | 13.494 | 15.171 | 15.3398 | 15.6678 | 18.8073 | 18.7355 | 18.6329 | 18.0626 | 17.6848 | 17.4327 | 16.5114 | 16.8298 | 18.4322 | 19.4688 | 18.9516 | 17.7517 | 17.9131 | 17.1335
9 | 7 | 14.7558 | 14.024 | 13.1731 | 12.5762 | 12.314 | 13.3697 | 13.5716 | 15.2063 | 15.3561 | 15.7324 | 18.9556 | 18.6503 | 18.669 | 18.2441 | 17.8097 | 17.5051 | 16.543 | 16.8137 | 18.716 | 19.7841 | 19.232 | 17.936 | 18.1234 | 17.2577
9 | 8 | 13.6593 | 12.8985 | 12.1014 | 11.5579 | 11.3767 | 12.5362 | 12.8622 | 14.384 | 14.6738 | 15.2535 | 18.4057 | 18.297 | 18.1883 | 17.7173 | 16.9927 | 16.7753 | 15.9057 | 16.0869 | 18.2608 | 19.4564 | 18.6593 | 17.2101 | 16.9202 | 15.9419
9 | 9 | 10.5227 | 9.7725 | 9.1411 | 8.7474 | 8.6298 | 9.7503 | 10.6899 | 12.1932 | 12.5459 | 13.139 | 16.0702 | 16.019 | 15.8149 | 15.4287 | 14.9955 | 14.7194 | 13.9359 | 14.2725 | 16.641 | 17.3976 | 16.3448 | 14.6526 | 13.9707 | 12.5875
9 | 10 | 9.5954 | 8.7483 | 8.1578 | 7.7749 | 7.7623 | 8.9058 | 10.2577 | 11.8995 | 12.0856 | 12.7032 | 15.0446 | 15.0627 | 14.8234 | 14.3927 | 14.0423 | 14.0063 | 13.4619 | 14.2187 | 15.8429 | 16.4393 | 15.5634 | 13.882 | 13.0479 | 11.5823
9 | 11 | 10.67 | 9.5858 | 8.8913 | 8.4469 | 8.4403 | 9.6133 | 10.9947 | 12.757 | 13.0223 | 13.5157 | 16.0332 | 16.0312 | 15.917 | 15.4814 | 14.8083 | 14.7417 | 14.2835 | 14.9347 | 16.9957 | 17.8613 | 17.0547 | 15.5683 | 14.8935 | 13.4685
10 | 0 | 13.1395 | 12.2664 | 11.1441 | 10.4892 | 10.4485 | 11.8444 | 13.2435 | 15.1032 | 15.3393 | 15.7168 | 18.6448 | 18.4956 | 18.164 | 17.8718 | 17.2704 | 17.0641 | 16.2033 | 16.8177 | 19.2545 | 20.1111 | 19.229 | 17.7422 | 17.4902 | 16.1579
10 | 1 | 12.8875 | 12.2159 | 11.2807 | 10.5747 | 10.595 | 11.971 | 13.7672 | 15.3622 | 15.6463 | 15.8693 | 18.7681 | 18.6107 | 18.3848 | 17.8411 | 17.3002 | 17.0524 | 16.1812 | 16.6481 | 19.2793 | 20.0462 | 19.1037 | 17.8067 | 17.4044 | 15.7666
10 | 2 | 11.3066 | 10.3844 | 9.7074 | 9.1313 | 9.0927 | 10.3185 | 11.6026 | 13.4812 | 13.7474 | 14.2536 | 17.023 | 16.8136 | 16.6245 | 16.2063 | 15.7572 | 15.4613 | 14.6217 | 15.0314 | 17.5103 | 18.4882 | 17.7445 | 16.1533 | 15.6075 | 13.9937
10 | 3 | 10.5334 | 9.6731 | 9.0027 | 8.5539 | 8.3598 | 9.4433 | 10.5203 | 12.0443 | 12.633 | 13.1745 | 15.8033 | 15.6432 | 15.5141 | 15.137 | 14.6372 | 14.379 | 13.499 | 13.5672 | 15.164 | 16.7874 | 16.4042 | 14.7344 | 14.2829 | 12.7248
10 | 4 | 11.4383 | 10.4796 | 9.538 | 9.0938 | 8.9199 | 9.829 | 10.8229 | 12.6055 | 13.0481 | 13.8242 | 16.997 | 16.8328 | 16.6435 | 16.2186 | 15.8287 | 15.5022 | 14.5885 | 14.7883 | 16.4923 | 17.6054 | 17.2873 | 15.7722 | 15.0801 | 13.1398
10 | 5 | 13.8497 | 13.1233 | 12.2203 | 11.537 | 11.0347 | 11.735 | 12.0274 | 13.9068 | 14.3273 | 14.9824 | 18.2556 | 18.1886 | 18.082 | 17.6506 | 17.2108 | 16.8769 | 15.9931 | 16.3372 | 18.2117 | 19.0465 | 18.5212 | 17.2614 | 17.3676 | 15.2982
10 | 6 | 15.3848 | 14.6468 | 13.7389 | 13.1676 | 12.9035 | 13.877 | 14.1687 | 15.9296 | 16.1068 | 16.4512 | 19.7477 | 19.6723 | 19.5646 | 18.9658 | 18.5691 | 18.3043 | 17.337 | 17.6713 | 19.3538 | 20.4422 | 19.8992 | 18.6393 | 18.8088 | 17.9902
10 | 7 | 15.4936 | 14.7252 | 13.8318 | 13.205 | 12.9297 | 14.0382 | 14.2502 | 15.9666 | 16.1239 | 16.519 | 19.9034 | 19.5828 | 19.6025 | 19.1563 | 18.7002 | 18.3804 | 17.3701 | 17.6544 | 19.6518 | 20.7733 | 20.1936 | 18.8328 | 19.0295 | 18.1206
10 | 8 | 14.3423 | 13.5434 | 12.7065 | 12.1358 | 11.9456 | 13.163 | 13.5054 | 15.1032 | 15.4075 | 16.0162 | 19.326 | 19.2119 | 19.0977 | 18.6032 | 17.8423 | 17.614 | 16.701 | 16.8912 | 19.1738 | 20.4292 | 19.5923 | 18.0706 | 17.7662 | 16.739
10 | 9 | 11.0489 | 10.2612 | 9.5981 | 9.1847 | 9.0613 | 10.2379 | 11.2244 | 12.8029 | 13.1731 | 13.796 | 16.8737 | 16.82 | 16.6056 | 16.2002 | 15.7453 | 15.4554 | 14.6327 | 14.9861 | 17.4731 | 18.2675 | 17.162 | 15.3852 | 14.6692 | 13.2169
10 | 10 | 10.0751 | 9.1858 | 8.5657 | 8.1636 | 8.1504 | 9.3511 | 10.7705 | 12.4945 | 12.6899 | 13.3384 | 15.7968 | 15.8159 | 15.5646 | 15.1124 | 14.7445 | 14.7066 | 14.135 | 14.9296 | 16.6351 | 17.2613 | 16.3415 | 14.5761 | 13.7003 | 12.1614
10 | 11 | 11.2035 | 10.0651 | 9.3359 | 8.8693 | 8.8623 | 10.0939 | 11.5444 | 13.3949 | 13.6735 | 14.1914 | 16.8348 | 16.8328 | 16.7129 | 16.2555 | 15.5487 | 15.4788 | 14.9977 | 15.6815 | 17.8455 | 18.7544 | 17.9074 | 16.3468 | 15.6382 | 14.1419
11 | 0 | 13.7965 | 12.8797 | 11.7013 | 11.0136 | 10.9709 | 12.4366 | 13.9057 | 15.8583 | 16.1063 | 16.5026 | 19.577 | 19.4203 | 19.0722 | 18.7654 | 18.1339 | 17.9174 | 17.0134 | 17.6586 | 20.2172 | 21.1167 | 20.1904 | 18.6293 | 18.3648 | 16.9658
11 | 1 | 13.5318 | 12.8267 | 11.8447 | 11.1035 | 11.1248 | 12.5696 | 14.4556 | 16.1303 | 16.4286 | 16.6628 | 19.7065 | 19.5412 | 19.304 | 18.7331 | 18.1652 | 17.9051 | 16.9902 | 17.4805 | 20.2433 | 21.0485 | 20.0589 | 18.697 | 18.2746 | 16.5549
11 | 2 | 11.8719 | 10.9036 | 10.1927 | 9.5878 | 9.5473 | 10.8344 | 12.1828 | 14.1553 | 14.4347 | 14.9663 | 17.8741 | 17.6542 | 17.4558 | 17.0166 | 16.5451 | 16.2343 | 15.3527 | 15.7829 | 18.3858 | 19.4126 | 18.6318 | 16.9609 | 16.3879 | 14.6934
11 | 3 | 11.06 | 10.1567 | 9.4528 | 8.9816 | 8.7778 | 9.9154 | 11.0463 | 12.6465 | 13.2647 | 13.8333 | 16.5935 | 16.4254 | 16.2898 | 15.8938 | 15.3691 | 15.098 | 14.174 | 14.2456 | 15.9222 | 17.6268 | 17.2244 | 15.4711 | 14.997 | 13.361
11 | 4 | 12.0103 | 11.0036 | 10.0149 | 9.5485 | 9.3659 | 10.3205 | 11.3641 | 13.2358 | 13.7005 | 14.5154 | 17.8469 | 17.6744 | 17.4756 | 17.0295 | 16.6201 | 16.2773 | 15.3179 | 15.5277 | 17.3169 | 18.4856 | 18.1517 | 16.5608 | 15.8341 | 13.7968
11 | 5 | 14.5422 | 13.7795 | 12.8313 | 12.1139 | 11.5865 | 12.3217 | 12.6288 | 14.6021 | 15.0437 | 15.7315 | 19.1683 | 19.098 | 18.986 | 18.5331 | 18.0714 | 17.7208 | 16.7928 | 17.1541 | 19.1223 | 19.9988 | 19.4473 | 18.1245 | 18.236 | 16.0631
11 | 6 | 16.154 | 15.3792 | 14.4259 | 13.826 | 13.5487 | 14.5708 | 14.8771 | 16.726 | 16.9122 | 17.2738 | 20.735 | 20.6559 | 20.5428 | 19.914 | 19.4975 | 19.2195 | 18.2038 | 18.5549 | 20.3215 | 21.4643 | 20.8942 | 19.5713 | 19.7492 | 18.8897
11 | 7 | 16.2683 | 15.4615 | 14.5234 | 13.8653 | 13.5762 | 14.7401 | 14.9627 | 16.7649 | 16.9301 | 17.345 | 20.8985 | 20.5619 | 20.5826 | 20.1141 | 19.6352 | 19.2994 | 18.2386 | 18.5371 | 20.6343 | 21.812 | 21.2033 | 19.7744 | 19.981 | 19.0266
11 | 8 | 15.0594 | 14.2206 | 13.3418 | 12.7426 | 12.5429 | 13.8211 | 14.1806 | 15.8583 | 16.1779 | 16.817 | 20.2923 | 20.1724 | 20.0526 | 19.5333 | 18.7344 | 18.4947 | 17.536 | 17.7358 | 20.1325 | 21.4507 | 20.5719 | 18.9741 | 18.6545 | 17.576
11 | 9 | 11.6013 | 10.7742 | 10.078 | 9.644 | 9.5143 | 10.7498 | 11.7856 | 13.443 | 13.8318 | 14.4858 | 17.7174 | 17.661 | 17.4359 | 17.0102 | 16.5326 | 16.2282 | 15.3644 | 15.7355 | 18.3467 | 19.1809 | 18.0201 | 16.1544 | 15.4027 | 13.8777
11 | 10 | 10.5789 | 9.6451 | 8.9939 | 8.5718 | 8.558 | 9.8187 | 11.3091 | 13.1192 | 13.3244 | 14.0053 | 16.5867 | 16.6067 | 16.3428 | 15.868 | 15.4817 | 15.442 | 14.8418 | 15.6761 | 17.4668 | 18.1244 | 17.1586 | 15.3049 | 14.3853 | 12.7695
11 | 11 | 11.7637 | 10.5684 | 9.8027 | 9.3128 | 9.3055 | 10.5986 | 12.1217 | 14.0646 | 14.3571 | 14.901 | 17.6766 | 17.6744 | 17.5485 | 17.0683 | 16.3261 | 16.2528 | 15.7476 | 16.4655 | 18.7378 | 19.6921 | 18.8028 | 17.1641 | 16.4201 | 14.849
12 | 0 | 14.4863 | 13.5237 | 12.2864 | 11.5643 | 11.5194 | 13.0584 | 14.601 | 16.6513 | 16.9116 | 17.3278 | 20.5559 | 20.3914 | 20.0258 | 19.7037 | 19.0406 | 18.8132 | 17.8641 | 18.5415 | 21.2281 | 22.1725 | 21.2 | 19.5608 | 19.283 | 17.8141
12 | 1 | 14.2084 | 13.4681 | 12.4369 | 11.6586 | 11.681 | 13.1981 | 15.1783 | 16.9368 | 17.2501 | 17.4959 | 20.6918 | 20.5183 | 20.2692 | 19.6698 | 19.0734 | 18.8003 | 17.8397 | 18.3546 | 21.2555 | 22.101 | 21.0619 | 19.6319 | 19.1883 | 17.3827
12 | 2 | 12.4655 | 11.4488 | 10.7024 | 10.0672 | 10.0247 | 11.3761 | 12.7919 | 14.8631 | 15.1565 | 15.7146 | 18.7678 | 18.537 | 18.3286 | 17.8675 | 17.3723 | 17.0461 | 16.1204 | 16.5721 | 19.3051 | 20.3833 | 19.5634 | 17.809 | 17.2073 | 15.428
12 | 3 | 11.613 | 10.6645 | 9.9255 | 9.4306 | 9.2167 | 10.4112 | 11.5987 | 13.2788 | 13.9279 | 14.5249 | 17.4232 | 17.2466 | 17.1043 | 16.6885 | 16.1375 | 15.8529 | 14.8827 | 14.9579 | 16.7183 | 18.5081 | 18.0856 | 16.2446 | 15.7469 | 14.029
12 | 4 | 12.6108 | 11.5538 | 10.5157 | 10.026 | 9.8342 | 10.8365 | 11.9323 | 13.8976 | 14.3855 | 15.2412 | 18.7392 | 18.5581 | 18.3494 | 17.881 | 17.4511 | 17.0912 | 16.0838 | 16.3041 | 18.1828 | 19.4099 | 19.0593 | 17.3888 | 16.6258 | 14.4867
12 | 5 | 15.2693 | 14.4685 | 13.4728 | 12.7196 | 12.1658 | 12.9378 | 13.2602 | 15.3322 | 15.7958 | 16.5181 | 20.1268 | 20.0529 | 19.9354 | 19.4598 | 18.9749 | 18.6068 | 17.6324 | 18.0118 | 20.0784 | 20.9988 | 20.4196 | 19.0307 | 19.1478 | 16.8662
12 | 6 | 16.9617 | 16.1481 | 15.1472 | 14.5173 | 14.2261 | 15.2994 | 15.621 | 17.5623 | 17.7578 | 18.1375 | 21.7718 | 21.6887 | 21.57 | 20.9097 | 20.4724 | 20.1805 | 19.114 | 19.4826 | 21.3376 | 22.5375 | 21.9389 | 20.5498 | 20.7366 | 19.8342
12 | 7 | 17.0817 | 16.2346 | 15.2495 | 14.5586 | 14.255 | 15.4771 | 15.7108 | 17.6031 | 17.7766 | 18.2122 | 21.9435 | 21.59 | 21.6117 | 21.1198 | 20.6169 | 20.2644 | 19.1506 | 19.4639 | 21.6661 | 22.9026 | 22.2634 | 20.7631 | 20.9801 | 19.978
12 | 8 | 15.8124 | 14.9316 | 14.0089 | 13.3797 | 13.17 | 14.5122 | 14.8897 | 16.6513 | 16.9868 | 17.6579 | 21.3069 | 21.1811 | 21.0552 | 20.51 | 19.6711 | 19.4195 | 18.4128 | 18.6226 | 21.1391 | 22.5232 | 21.6005 | 19.9228 | 19.5872 | 18.4548
12 | 9 | 12.1814 | 11.3129 | 10.5819 | 10.1262 | 9.99 | 11.2872 | 12.3749 | 14.1152 | 14.5234 | 15.2101 | 18.6033 | 18.544 | 18.3077 | 17.8607 | 17.3592 | 17.0396 | 16.1326 | 16.5222 | 19.264 | 20.1399 | 18.9211 | 16.9622 | 16.1728 | 14.5716
12 | 10 | 11.1078 | 10.1273 | 9.4436 | 9.0004 | 8.9858 | 10.3096 | 11.8745 | 13.7752 | 13.9906 | 14.7056 | 17.416 | 17.437 | 17.16 | 16.6614 | 16.2558 | 16.2141 | 15.5839 | 16.4599 | 18.3402 | 19.0306 | 18.0165 | 16.0701 | 15.1046 | 13.408
12 | 11 | 12.3519 | 11.0968 | 10.2928 | 9.7784 | 9.7707 | 11.1285 | 12.7277 | 14.7679 | 15.075 | 15.6461 | 18.5604 | 18.5581 | 18.4259 | 17.9217 | 17.1425 | 17.0654 | 16.535 | 17.2888 | 19.6746 | 20.6767 | 19.7429 | 18.0223 | 17.2411 | 15.5915
13 | 0 | 15.2106 | 14.1998 | 12.9007 | 12.1425 | 12.0954 | 13.7113 | 15.331 | 17.4838 | 17.7572 | 18.1942 | 21.5837 | 21.4109 | 21.0271 | 20.6889 | 19.9926 | 19.7539 | 18.7573 | 19.4686 | 22.2895 | 23.2812 | 22.26 | 20.5388 | 20.2471 | 18.7048
13 | 1 | 14.9188 | 14.1415 | 13.0588 | 12.2416 | 12.2651 | 13.858 | 15.9373 | 17.7837 | 18.1126 | 18.3707 | 21.7264 | 21.5442 | 21.2827 | 20.6533 | 20.0271 | 19.7403 | 18.7317 | 19.2723 | 22.3182 | 23.206 | 22.115 | 20.6135 | 20.1477 | 18.2518
13 | 2 | 13.0888 | 12.0212 | 11.2375 | 10.5706 | 10.5259 | 11.9449 | 13.4315 | 15.6062 | 15.9143 | 16.5003 | 19.7062 | 19.4638 | 19.245 | 18.7608 | 18.2409 | 17.8984 | 16.9264 | 17.4007 | 20.2704 | 21.4024 | 20.5415 | 18.6994 | 18.0677 | 16.1994
13 | 3 | 12.1937 | 11.1978 | 10.4217 | 9.9022 | 9.6775 | 10.9317 | 12.1786 | 13.9428 | 14.6243 | 15.2512 | 18.2943 | 18.109 | 17.9596 | 17.5229 | 16.9444 | 16.6455 | 15.6268 | 15.7058 | 17.5542 | 19.4335 | 18.9899 | 17.0569 | 16.5342 | 14.7305
13 | 4 | 13.2413 | 12.1315 | 11.0415 | 10.5272 | 10.3259 | 11.3783 | 12.5289 | 14.5925 | 15.1048 | 16.0033 | 19.6762 | 19.486 | 19.2669 | 18.7751 | 18.3237 | 17.9458 | 16.888 | 17.1193 | 19.0919 | 20.3804 | 20.0122 | 18.2582 | 17.4571 | 15.211
13 | 5 | 16.0328 | 15.1919 | 14.1465 | 13.3556 | 12.7741 | 13.5847 | 13.9232 | 16.0988 | 16.5856 | 17.344 | 21.1331 | 21.0556 | 20.9321 | 20.4327 | 19.9237 | 19.5372 | 18.5141 | 18.9124 | 21.0823 | 22.0487 | 21.4406 | 19.9823 | 20.1052 | 17.7095
13 | 6 | 17.8098 | 16.9555 | 15.9045 | 15.2432 | 14.9375 | 16.0643 | 16.402 | 18.4405 | 18.6457 | 19.0443 | 22.8604 | 22.7732 | 22.6485 | 21.9552 | 21.496 | 21.1895 | 20.0697 | 20.4568 | 22.4045 | 23.6644 | 23.0358 | 21.5773 | 21.7735 | 20.8259
13 | 7 | 17.9358 | 17.0463 | 16.012 | 15.2865 | 14.9678 | 16.251 | 16.4963 | 18.4833 | 18.6654 | 19.1228 | 23.0406 | 22.6695 | 22.6923 | 22.1758 | 21.6478 | 21.2776 | 20.1081 | 20.4371 | 22.7494 | 24.0477 | 23.3766 | 21.8013 | 22.0291 | 20.9769
13 | 8 | 16.603 | 15.6782 | 14.7093 | 14.0487 | 13.8285 | 15.2378 | 15.6341 | 17.4838 | 17.8361 | 18.5408 | 22.3722 | 22.2401 | 22.108 | 21.5355 | 20.6547 | 20.3904 | 19.3335 | 19.5537 | 22.1961 | 23.6494 | 22.6805 | 20.9189 | 20.5666 | 19.3775
13 | 9 | 12.7904 | 11.8786 | 11.111 | 10.6325 | 10.4895 | 11.8516 | 12.9937 | 14.8209 | 15.2496 | 15.9706 | 19.5335 | 19.4712 | 19.2231 | 18.7537 | 18.2272 | 17.8916 | 16.9392 | 17.3483 | 20.2272 | 21.1469 | 19.8672 | 17.8103 | 16.9815 | 15.3002
13 | 10 | 11.6632 | 10.6337 | 9.9158 | 9.4504 | 9.4351 | 10.8251 | 12.4682 | 14.4639 | 14.6901 | 15.4408 | 18.2868 | 18.3089 | 18.018 | 17.4945 | 17.0686 | 17.0248 | 16.363 | 17.2829 | 19.2572 | 19.9821 | 18.9173 | 16.8736 | 15.8598 | 14.0784
13 | 11 | 12.9695 | 11.6517 | 10.8075 | 10.2673 | 10.2593 | 11.685 | 13.3641 | 15.5063 | 15.8287 | 16.4284 | 19.4884 | 19.486 | 19.3472 | 18.8178 | 17.9996 | 17.9187 | 17.3617 | 18.1533 | 20.6584 | 21.7105 | 20.7301 | 18.9234 | 18.1032 | 16.371
14 | 0 | 15.9711 | 14.9098 | 13.5457 | 12.7497 | 12.7002 | 14.3969 | 16.0976 | 18.358 | 18.645 | 19.1039 | 22.6629 | 22.4815 | 22.0784 | 21.7233 | 20.9923 | 20.7416 | 19.6952 | 20.442 | 23.404 | 24.4452 | 23.373 | 21.5658 | 21.2595 | 19.6401
14 | 1 | 15.6648 | 14.8486 | 13.7117 | 12.8536 | 12.8783 | 14.5509 | 16.7341 | 18.6728 | 19.0182 | 19.2893 | 22.8127 | 22.6214 | 22.3468 | 21.686 | 21.0285 | 20.7274 | 19.6683 | 20.2359 | 23.4341 | 24.3663 | 23.2207 | 21.6442 | 21.1551 | 19.1644
14 | 2 | 13.7432 | 12.6223 | 11.7994 | 11.0991 | 11.0522 | 12.5422 | 14.1031 | 16.3865 | 16.71 | 17.3253 | 20.6915 | 20.437 | 20.2072 | 19.6989 | 19.153 | 18.7933 | 17.7727 | 18.2707 | 21.2839 | 22.4726 | 21.5686 | 19.6344 | 18.971 | 17.0094
14 | 3 | 12.8034 | 11.7577 | 10.9428 | 10.3973 | 10.1614 | 11.4783 | 12.7875 | 14.6399 | 15.3555 | 16.0137 | 19.209 | 19.0144 | 18.8575 | 18.3991 | 17.7916 | 17.4778 | 16.4082 | 16.4911 | 18.4319 | 20.4052 | 19.9394 | 17.9097 | 17.3609 | 15.467
14 | 4 | 13.9034 | 12.738 | 11.5935 | 11.0536 | 10.8422 | 11.9473 | 13.1553 | 15.3221 | 15.86 | 16.8034 | 20.66 | 20.4603 | 20.2302 | 19.7138 | 19.2399 | 18.843 | 17.7324 | 17.9753 | 20.0465 | 21.3994 | 21.0128 | 19.1712 | 18.33 | 15.9715
14 | 5 | 16.8344 | 15.9515 | 14.8538 | 14.0233 | 13.4128 | 14.2639 | 14.6194 | 16.9038 | 17.4149 | 18.2112 | 22.1897 | 22.1083 | 21.9787 | 21.4544 | 20.9199 | 20.514 | 19.4398 | 19.858 | 22.1364 | 23.1512 | 22.5127 | 20.9814 | 21.1104 | 18.595
14 | 6 | 18.7003 | 17.8033 | 16.6997 | 16.0053 | 15.6843 | 16.8675 | 17.2221 | 19.3625 | 19.578 | 19.9966 | 24.0034 | 23.9118 | 23.7809 | 23.053 | 22.5708 | 22.249 | 21.0732 | 21.4796 | 23.5247 | 24.8476 | 24.1876 | 22.6562 | 22.8622 | 21.8672
14 | 7 | 18.8326 | 17.8986 | 16.8126 | 16.0508 | 15.7161 | 17.0635 | 17.3212 | 19.4075 | 19.5987 | 20.079 | 24.1927 | 23.803 | 23.8269 | 23.2846 | 22.7302 | 22.3415 | 21.1135 | 21.459 | 23.8868 | 25.2501 | 24.5454 | 22.8914 | 23.1305 | 22.0257
14 | 8 | 17.4332 | 16.4621 | 15.4448 | 14.7511 | 14.5199 | 15.9997 | 16.4159 | 18.358 | 18.7279 | 19.4678 | 23.4909 | 23.3521 | 23.2134 | 22.6123 | 21.6874 | 21.41 | 20.3002 | 20.5314 | 23.3059 | 24.8319 | 23.8145 | 21.9649 | 21.5949 | 20.3464
14 | 9 | 13.4299 | 12.4725 | 11.6666 | 11.1641 | 11.014 | 12.4442 | 13.6433 | 15.562 | 16.012 | 16.7691 | 20.5101 | 20.4448 | 20.1842 | 19.6914 | 19.1385 | 18.7862 | 17.7862 | 18.2158 | 21.2386 | 22.2043 | 20.8606 | 18.7008 | 17.8305 | 16.0652
14 | 10 | 12.2464 | 11.1654 | 10.4116 | 9.9229 | 9.9069 | 11.3663 | 13.0917 | 15.1871 | 15.4246 | 16.2129 | 19.2011 | 19.2243 | 18.9189 | 18.3692 | 17.922 | 17.876 | 17.1812 | 18.147 | 20.2201 | 20.9812 | 19.8632 | 17.7173 | 16.6528 | 14.7823
14 | 11 | 13.6179 | 12.2342 | 11.3479 | 10.7807 | 10.7722 | 12.2692 | 14.0323 | 16.2816 | 16.6202 | 17.2498 | 20.4628 | 20.4603 | 20.3146 | 19.7586 | 18.8996 | 18.8146 | 18.2298 | 19.0609 | 21.6913 | 22.7961 | 21.7666 | 19.8696 | 19.0083 | 17.1896
15 | 0 | 16.7697 | 15.6553 | 14.223 | 13.3872 | 13.3352 | 15.1168 | 16.9025 | 19.2759 | 19.5773 | 20.0591 | 23.796 | 23.6055 | 23.1823 | 22.8095 | 22.0419 | 21.7787 | 20.68 | 21.4641 | 24.5742 | 25.6675 | 24.5416 | 22.6441 | 22.3225 | 20.6221
15 | 1 | 16.448 | 15.591 | 14.3973 | 13.4963 | 13.5222 | 15.2784 | 17.5708 | 19.6065 | 19.9691 | 20.2537 | 23.9533 | 23.7525 | 23.4642 | 22.7702 | 22.0799 | 21.7637 | 20.6517 | 21.2477 | 24.6059 | 25.5846 | 24.3817 | 22.7264 | 22.2129 | 20.1226
15 | 2 | 14.4304 | 13.2534 | 12.3893 | 11.6541 | 11.6048 | 13.1693 | 14.8082 | 17.2059 | 17.5455 | 18.1916 | 21.7261 | 21.4588 | 21.2176 | 20.6838 | 20.1106 | 19.7329 | 18.6614 | 19.1843 | 22.3481 | 23.5962 | 22.647 | 20.6161 | 19.9196 | 17.8599
15 | 3 | 13.4435 | 12.3455 | 11.49 | 10.9171 | 10.6695 | 12.0522 | 13.4269 | 15.3719 | 16.1233 | 16.8144 | 20.1695 | 19.9651 | 19.8004 | 19.319 | 18.6812 | 18.3517 | 17.2286 | 17.3156 | 19.3535 | 21.4255 | 20.9363 | 18.8052 | 18.229 | 16.2404
15 | 4 | 14.5985 | 13.3749 | 12.1732 | 11.6063 | 11.3843 | 12.5446 | 13.8131 | 16.0882 | 16.653 | 17.6436 | 21.693 | 21.4833 | 21.2418 | 20.6995 | 20.2019 | 19.7852 | 18.619 | 18.874 | 21.0489 | 22.4694 | 22.0635 | 20.1297 | 19.2465 | 16.7701
15 | 5 | 17.6761 | 16.7491 | 15.5965 | 14.7245 | 14.0834 | 14.9771 | 15.3503 | 17.7489 | 18.2857 | 19.1217 | 23.2992 | 23.2138 | 23.0777 | 22.5271 | 21.9658 | 21.5397 | 20.4117 | 20.8509 | 23.2433 | 24.3087 | 23.6383 | 22.0304 | 22.1659 | 19.5248
15 | 6 | 19.6353 | 18.6935 | 17.5347 | 16.8056 | 16.4685 | 17.7109 | 18.0833 | 20.3306 | 20.5569 | 20.9964 | 25.2036 | 25.1074 | 24.9699 | 24.2056 | 23.6994 | 23.3615 | 22.1268 | 22.5536 | 24.7009 | 26.09 | 25.397 | 23.789 | 24.0053 | 22.9605
15 | 7 | 19.7742 | 18.7935 | 17.6533 | 16.8533 | 16.502 | 17.9167 | 18.1872 | 20.3778 | 20.5786 | 21.0829 | 25.4023 | 24.9931 | 25.0182 | 24.4488 | 23.8667 | 23.4585 | 22.1692 | 22.5319 | 25.0812 | 26.5126 | 25.7727 | 24.0359 | 24.287 | 23.127
15 | 8 | 18.3048 | 17.2852 | 16.217 | 15.4887 | 15.2459 | 16.7997 | 17.2366 | 19.2759 | 19.6643 | 20.4412 | 24.6654 | 24.5197 | 24.3741 | 23.7429 | 22.7718 | 22.4805 | 21.3152 | 21.5579 | 24.4712 | 26.0735 | 25.0053 | 23.0631 | 22.6747 | 21.3637
15 | 9 | 14.1014 | 13.0961 | 12.2499 | 11.7223 | 11.5647 | 13.0664 | 14.3255 | 16.3401 | 16.8126 | 17.6076 | 21.5356 | 21.467 | 21.1934 | 20.676 | 20.0954 | 19.7255 | 18.6755 | 19.1265 | 22.3005 | 23.3145 | 21.9036 | 19.6358 | 18.7221 | 16.8685
15 | 10 | 12.8587 | 11.7236 | 10.9322 | 10.4191 | 10.4022 | 11.9347 | 13.7462 | 15.9465 | 16.1959 | 17.0235 | 20.1612 | 20.1855 | 19.8648 | 19.2876 | 18.8181 | 18.7698 | 18.0403 | 19.0544 | 21.2311 | 22.0303 | 20.8564 | 18.6031 | 17.4854 | 15.5214
15 | 11 | 14.2988 | 12.8459 | 11.9152 | 11.3197 | 11.3109 | 12.8827 | 14.734 | 17.0957 | 17.4512 | 18.1123 | 21.486 | 21.4833 | 21.3303 | 20.7466 | 19.8445 | 19.7553 | 19.1413 | 20.014 | 22.7759 | 23.9359 | 22.8549 | 20.8631 | 19.9587 | 18.0491
16 | 0 | 17.6082 | 16.4381 | 14.9342 | 14.0565 | 14.0019 | 15.8726 | 17.7476 | 20.2397 | 20.5561 | 21.062 | 24.9858 | 24.7858 | 24.3415 | 23.9499 | 23.144 | 22.8676 | 21.7139 | 22.5374 | 25.8029 | 26.9509 | 25.7687 | 23.7763 | 23.4386 | 21.6532
16 | 1 | 17.2704 | 16.3705 | 15.1172 | 14.1711 | 14.1984 | 16.0423 | 18.4494 | 20.5868 | 20.9676 | 21.2664 | 25.151 | 24.9401 | 24.6374 | 23.9088 | 23.1839 | 22.8519 | 21.6843 | 22.3101 | 25.8361 | 26.8639 | 25.6008 | 23.8627 | 23.3235 | 21.1287
16 | 2 | 15.1519 | 13.9161 | 13.0088 | 12.2368 | 12.1851 | 13.8277 | 15.5486 | 18.0661 | 18.4228 | 19.1012 | 22.8124 | 22.5318 | 22.2785 | 21.718 | 21.1162 | 20.7196 | 19.5944 | 20.1435 | 23.4655 | 24.776 | 23.7794 | 21.6469 | 20.9156 | 18.7529
16 | 3 | 14.1157 | 12.9628 | 12.0645 | 11.463 | 11.203 | 12.6549 | 14.0983 | 16.1405 | 16.9295 | 17.6551 | 21.178 | 20.9634 | 20.7904 | 20.285 | 19.6153 | 19.2693 | 18.09 | 18.1814 | 20.3212 | 22.4967 | 21.9831 | 19.7455 | 19.1404 | 17.0524
16 | 4 | 15.3285 | 14.0437 | 12.7819 | 12.1866 | 11.9536 | 13.1719 | 14.5037 | 16.8926 | 17.4857 | 18.5258 | 22.7776 | 22.5575 | 22.3038 | 21.7345 | 21.212 | 20.7745 | 19.55 | 19.8177 | 22.1013 | 23.5929 | 23.1666 | 21.1362 | 20.2088 | 17.6086
16 | 5 | 18.56 | 17.5865 | 16.3763 | 15.4607 | 14.7876 | 15.726 | 16.1179 | 18.6364 | 19.1999 | 20.0778 | 24.4642 | 24.3744 | 24.2315 | 23.6535 | 23.0641 | 22.6167 | 21.4323 | 21.8934 | 24.4054 | 25.5241 | 24.8202 | 23.132 | 23.2742 | 20.501
16 | 6 | 20.6171 | 19.6281 | 18.4115 | 17.6459 | 17.292 | 18.5965 | 18.9874 | 21.3471 | 21.5847 | 22.0462 | 26.4638 | 26.3628 | 26.2184 | 25.4159 | 24.8844 | 24.5295 | 23.2332 | 23.6813 | 25.936 | 27.3945 | 26.6668 | 24.9784 | 25.2055 | 24.1085
16 | 7 | 20.7629 | 19.7332 | 18.5359 | 17.696 | 17.327 | 18.8125 | 19.0966 | 21.3967 | 21.6076 | 22.1371 | 26.6724 | 26.2428 | 26.2692 | 25.6712 | 25.06 | 24.6315 | 23.2777 | 23.6585 | 26.3352 | 27.8382 | 27.0613 | 25.2377 | 25.5014 | 24.2834
16 | 8 | 19.2201 | 18.1495 | 17.0279 | 16.2631 | 16.0082 | 17.6396 | 18.0985 | 20.2397 | 20.6476 | 21.4633 | 25.8987 | 25.7457 | 25.5928 | 24.93 | 23.9104 | 23.6045 | 22.3809 | 22.6358 | 25.6947 | 27.3771 | 26.2555 | 24.2163 | 23.8084 | 22.4319
16 | 9 | 14.8065 | 13.751 | 12.8624 | 12.3084 | 12.143 | 13.7197 | 15.0418 | 17.1571 | 17.6533 | 18.4879 | 22.6124 | 22.5404 | 22.2531 | 21.7098 | 21.1002 | 20.7117 | 19.6093 | 20.0829 | 23.4156 | 24.4802 | 22.9988 | 20.6176 | 19.6582 | 17.7119
16 | 10 | 13.5016 | 12.3098 | 11.4788 | 10.94 | 10.9224 | 12.5314 | 14.4336 | 16.7438 | 17.0057 | 17.8747 | 21.1693 | 21.1948 | 20.8581 | 20.252 | 19.759 | 19.7083 | 18.9423 | 20.0071 | 22.2926 | 23.1318 | 21.8992 | 19.5333 | 18.3597 | 16.2975
16 | 11 | 15.0138 | 13.4882 | 12.511 | 11.8857 | 11.8764 | 13.5268 | 15.4706 | 17.9504 | 18.3238 | 19.0179 | 22.5603 | 22.5575 | 22.3968 | 21.7839 | 20.8368 | 20.7431 | 20.0984 | 21.0147 | 23.9147 | 25.1327 | 23.9976 | 21.9062 | 20.9567 | 18.9515
17 | 0 | 18.4886 | 17.26 | 15.6809 | 14.7593 | 14.702 | 16.6662 | 18.635 | 21.2517 | 21.5839 | 22.1151 | 26.2351 | 26.0251 | 25.5585 | 25.1474 | 24.3012 | 24.011 | 22.7996 | 23.6642 | 27.093 | 28.2984 | 27.0571 | 24.9651 | 24.6105 | 22.7359
17 | 1 | 18.134 | 17.1891 | 15.873 | 14.8797 | 14.9083 | 16.8445 | 19.3718 | 21.6162 | 22.0159 | 22.3297 | 26.4086 | 26.1871 | 25.8692 | 25.1042 | 24.3431 | 23.9945 | 22.7685 | 23.4256 | 27.128 | 28.2071 | 26.8809 | 25.0558 | 24.4897 | 22.1852
17 | 2 | 15.9095 | 14.6119 | 13.6593 | 12.8486 | 12.7943 | 14.5191 | 16.3261 | 18.9695 | 19.3439 | 20.0562 | 23.953 | 23.6584 | 23.3924 | 22.8039 | 22.172 | 21.7556 | 20.5742 | 21.1506 | 24.6387 | 26.0148 | 24.9684 | 22.7293 | 21.9614 | 19.6905
17 | 3 | 14.8215 | 13.611 | 12.6677 | 12.0362 | 11.7631 | 13.2876 | 14.8032 | 16.9475 | 17.7759 | 18.5379 | 22.2369 | 22.0116 | 21.83 | 21.2992 | 20.5961 | 20.2328 | 18.9945 | 19.0905 | 21.3373 | 23.6216 | 23.0823 | 20.7327 | 20.0974 | 17.905
17 | 4 | 16.0949 | 14.7459 | 13.421 | 12.7959 | 12.5512 | 13.8305 | 15.2289 | 17.7372 | 18.3599 | 19.4521 | 23.9165 | 23.6854 | 23.419 | 22.8212 | 22.2726 | 21.8132 | 20.5275 | 20.8086 | 23.2064 | 24.7725 | 24.325 | 22.193 | 21.2192 | 18.489
17 | 5 | 19.488 | 18.4658 | 17.1951 | 16.2338 | 15.527 | 16.5123 | 16.9238 | 19.5682 | 20.1599 | 21.0817 | 25.6874 | 25.5932 | 25.4431 | 24.8361 | 24.2173 | 23.7476 | 22.504 | 22.9881 | 25.6257 | 26.8004 | 26.0612 | 24.2886 | 24.4379 | 21.5261
17 | 6 | 21.6479 | 20.6095 | 19.332 | 18.5282 | 18.1566 | 19.5263 | 19.9368 | 22.4145 | 22.6639 | 23.1485 | 27.7869 | 27.6809 | 27.5294 | 26.6867 | 26.1286 | 25.756 | 24.3948 | 24.8653 | 27.2328 | 28.7643 | 28.0002 | 26.2274 | 26.4658 | 25.314
17 | 7 | 21.801 | 20.7199 | 19.4627 | 18.5808 | 18.1934 | 19.7532 | 20.0514 | 22.4666 | 22.6879 | 23.2439 | 28.006 | 27.5549 | 27.5826 | 26.9548 | 26.313 | 25.863 | 24.4415 | 24.8415 | 27.652 | 29.2301 | 28.4144 | 26.4996 | 26.7765 | 25.4975
17 | 8 | 20.1811 | 19.0569 | 17.8793 | 17.0763 | 16.8086 | 18.5216 | 19.0034 | 21.2517 | 21.6799 | 22.5364 | 27.1936 | 27.033 | 26.8724 | 26.1765 | 25.1059 | 24.7847 | 23.5 | 23.7676 | 26.9795 | 28.746 | 27.5683 | 25.4271 | 24.9988 | 23.5535
17 | 9 | 15.5468 | 14.4385 | 13.5055 | 12.9238 | 12.7501 | 14.4057 | 15.7939 | 18.0149 | 18.5359 | 19.4123 | 23.743 | 23.6674 | 23.3658 | 22.7953 | 22.1552 | 21.7473 | 20.5897 | 21.087 | 24.5863 | 25.7042 | 24.1487 | 21.6485 | 20.6411 | 18.5975
17 | 10 | 14.1767 | 12.9253 | 12.0527 | 11.487 | 11.4685 | 13.158 | 15.1552 | 17.581 | 17.8559 | 18.7684 | 22.2277 | 22.2545 | 21.901 | 21.2646 | 20.7469 | 20.6937 | 19.8894 | 21.0075 | 23.4072 | 24.2884 | 22.9942 | 20.51 | 19.2777 | 17.1124
17 | 11 | 15.7644 | 14.1627 | 13.1366 | 12.48 | 12.4702 | 14.2032 | 16.2442 | 18.848 | 19.2399 | 19.9688 | 23.6883 | 23.6854 | 23.5167 | 22.8731 | 21.8786 | 21.7803 | 21.1033 | 22.0654 | 25.1104 | 26.3893 | 25.1975 | 23.0015 | 22.0045 | 19.8991
18 | 0 | 19.413 | 18.123 | 16.4649 | 15.4973 | 15.4371 | 17.4995 | 19.5667 | 22.3143 | 22.6631 | 23.2209 | 27.5469 | 27.3264 | 26.8365 | 26.4048 | 25.5162 | 25.2115 | 23.9396 | 24.8474 | 28.4477 | 29.7133 | 28.41 | 26.2133 | 25.841 | 23.8726
18 | 1 | 19.0406 | 18.0485 | 16.6667 | 15.6237 | 15.6537 | 17.6867 | 20.3404 | 22.697 | 23.1167 | 23.4462 | 27.729 | 27.4965 | 27.1627 | 26.3594 | 25.5602 | 25.1942 | 23.9069 | 24.5969 | 28.4843 | 29.6174 | 28.2249 | 26.3086 | 25.7142 | 23.2944
18 | 2 | 16.705 | 15.3425 | 14.3422 | 13.491 | 13.434 | 15.2451 | 17.1424 | 19.9179 | 20.3111 | 21.059 | 25.1507 | 24.8413 | 24.562 | 23.9441 | 23.2806 | 22.8433 | 21.6029 | 22.2082 | 25.8707 | 27.3155 | 26.2168 | 23.8657 | 23.0594 | 20.675
18 | 3 | 15.5626 | 14.2915 | 13.3011 | 12.638 | 12.3513 | 13.952 | 15.5433 | 17.7949 | 18.6647 | 19.4648 | 23.3487 | 23.1121 | 22.9214 | 22.3642 | 21.6259 | 21.2444 | 19.9442 | 20.045 | 22.4041 | 24.8027 | 24.2364 | 21.7694 | 21.1023 | 18.8003
18 | 4 | 16.8996 | 15.4832 | 14.092 | 13.4357 | 13.1788 | 14.522 | 15.9904 | 18.6241 | 19.2779 | 20.4247 | 25.1123 | 24.8696 | 24.59 | 23.9623 | 23.3862 | 22.9038 | 21.5538 | 21.849 | 24.3667 | 26.0111 | 25.5412 | 23.3027 | 22.2802 | 19.4135
18 | 5 | 20.4624 | 19.3891 | 18.0549 | 17.0455 | 16.3033 | 17.3379 | 17.7699 | 20.5466 | 21.1679 | 22.1358 | 26.9718 | 26.8728 | 26.7153 | 26.0779 | 25.4282 | 24.9349 | 23.6291 | 24.1375 | 26.907 | 28.1404 | 27.3643 | 25.503 | 25.6598 | 22.6024
18 | 6 | 22.7303 | 21.64 | 20.2986 | 19.4546 | 19.0644 | 20.5026 | 20.9336 | 23.5352 | 23.7971 | 24.306 | 29.1763 | 29.065 | 28.9058 | 28.0211 | 27.435 | 27.0438 | 25.6146 | 26.1086 | 28.5944 | 30.2025 | 29.4002 | 27.5387 | 27.7891 | 26.5797
18 | 7 | 22.8911 | 21.7559 | 20.4358 | 19.5099 | 19.1031 | 20.7408 | 21.054 | 23.5899 | 23.8223 | 24.4061 | 29.4063 | 28.9327 | 28.9617 | 28.3025 | 27.6286 | 27.1562 | 25.6636 | 26.0835 | 29.0346 | 30.6916 | 29.8351 | 27.8246 | 28.1153 | 26.7724
18 | 8 | 21.1901 | 20.0098 | 18.7732 | 17.9301 | 17.6491 | 19.4477 | 19.9536 | 22.3143 | 22.7639 | 23.6632 | 28.5533 | 28.3847 | 28.216 | 27.4853 | 26.3612 | 26.0239 | 24.675 | 24.956 | 28.3284 | 30.1833 | 28.9467 | 26.6984 | 26.2488 | 24.7312
18 | 9 | 16.3242 | 15.1604 | 14.1808 | 13.57 | 13.3876 | 15.126 | 16.5836 | 18.9157 | 19.4627 | 20.3829 | 24.9302 | 24.8507 | 24.5341 | 23.935 | 23.263 | 22.8347 | 21.6192 | 22.1414 | 25.8157 | 26.9894 | 25.3561 | 22.7309 | 21.6731 | 19.5274
18 | 10 | 14.8856 | 13.5716 | 12.6554 | 12.0614 | 12.0419 | 13.8159 | 15.913 | 18.4601 | 18.7487 | 19.7069 | 23.3391 | 23.3673 | 22.996 | 22.3279 | 21.7843 | 21.7284 | 20.8839 | 22.0578 | 24.5776 | 25.5028 | 24.1439 | 21.5355 | 20.2416 | 17.968
18 | 11 | 16.5527 | 14.8708 | 13.7934 | 13.104 | 13.0937 | 14.9133 | 17.0564 | 19.7904 | 20.2019 | 20.9672 | 24.8727 | 24.8696 | 24.6925 | 24.0168 | 22.9725 | 22.8693 | 22.1585 | 23.1687 | 26.3659 | 27.7088 | 26.4574 | 24.1516 | 23.1047 | 20.894
19 | 0 | 20.3837 | 19.0291 | 17.2881 | 16.2722 | 16.209 | 18.3745 | 20.545 | 23.43 | 23.7963 | 24.3819 | 28.9242 | 28.6927 | 28.1783 | 27.7251 | 26.792 | 26.4721 | 25.1366 | 26.0898 | 29.87 | 31.199 | 29.8305 | 27.524 | 27.1331 | 25.0663
19 | 1 | 19.9927 | 18.9509 | 17.5 | 16.4049 | 16.4364 | 18.571 | 21.3575 | 23.8318 | 24.2726 | 24.6185 | 29.1154 | 28.8713 | 28.5208 | 27.6774 | 26.8382 | 26.4539 | 25.1023 | 25.8267 | 29.9086 | 31.0983 | 29.6362 | 27.624 | 26.9999 | 24.4592
19 | 2 | 17.5402 | 16.1096 | 15.0593 | 14.1656 | 14.1057 | 16.0073 | 17.9995 | 20.9138 | 21.3267 | 22.112 | 26.4082 | 26.0834 | 25.7901 | 25.1413 | 24.4446 | 23.9855 | 22.683 | 23.3186 | 27.1642 | 28.6813 | 27.5276 | 25.059 | 24.2124 | 21.7088
19 | 3 | 16.3407 | 15.0061 | 13.9661 | 13.2699 | 12.9688 | 14.6496 | 16.3205 | 18.6847 | 19.598 | 20.438 | 24.5161 | 24.2677 | 24.0675 | 23.4824 | 22.7072 | 22.3066 | 20.9415 | 21.0472 | 23.5243 | 26.0428 | 25.4482 | 22.8578 | 22.1574 | 19.7403
19 | 4 | 17.7446 | 16.2573 | 14.7966 | 14.1075 | 13.8377 | 15.2481 | 16.7899 | 19.5553 | 20.2418 | 21.4459 | 26.3679 | 26.1131 | 25.8195 | 25.1604 | 24.5555 | 24.049 | 22.6315 | 22.9415 | 25.585 | 27.3117 | 26.8183 | 24.4678 | 23.3942 | 20.3842
19 | 5 | 21.4855 | 20.3586 | 18.9576 | 17.8977 | 17.1185 | 18.2048 | 18.6584 | 21.574 | 22.2263 | 23.2426 | 28.3204 | 28.2165 | 28.051 | 27.3818 | 26.6996 | 26.1817 | 24.8106 | 25.3444 | 28.2523 | 29.5474 | 28.7325 | 26.7781 | 26.9428 | 23.7325
19 | 6 | 23.8668 | 22.722 | 21.3136 | 20.4273 | 20.0176 | 21.5277 | 21.9803 | 24.712 | 24.987 | 25.5212 | 30.6351 | 30.5182 | 30.3511 | 29.4221 | 28.8068 | 28.396 | 26.8953 | 27.414 | 30.0241 | 31.7126 | 30.8702 | 28.9157 | 29.1785 | 27.9087
19 | 7 | 24.0356 | 22.8437 | 21.4576 | 20.4853 | 20.0582 | 21.7779 | 22.1067 | 24.7694 | 25.0134 | 25.6264 | 30.8766 | 30.3793 | 30.4098 | 29.7177 | 29.0101 | 28.514 | 26.9468 | 27.3877 | 30.4863 | 32.2262 | 31.3269 | 29.2158 | 29.521 | 28.111
19 | 8 | 22.2496 | 21.0103 | 19.7119 | 18.8266 | 18.5315 | 20.4201 | 20.9512 | 23.43 | 23.9021 | 24.8464 | 29.9809 | 29.8039 | 29.6268 | 28.8596 | 27.6793 | 27.3251 | 25.9087 | 26.2038 | 29.7449 | 31.6924 | 30.3941 | 28.0334 | 27.5612 | 25.9677
19 | 9 | 17.1404 | 15.9184 | 14.8898 | 14.2485 | 14.057 | 15.8823 | 17.4127 | 19.8614 | 20.4359 | 21.4021 | 26.1767 | 26.0933 | 25.7608 | 25.1318 | 24.4261 | 23.9764 | 22.7002 | 23.2484 | 27.1064 | 28.3389 | 26.624 | 23.8675 | 22.7568 | 20.5038
19 | 10 | 15.6298 | 14.2501 | 13.2881 | 12.6644 | 12.644 | 14.5067 | 16.7086 | 19.3831 | 19.6862 | 20.6922 | 24.5061 | 24.5356 | 24.1458 | 23.4443 | 22.8735 | 22.8148 | 21.928 | 23.1607 | 25.8065 | 26.778 | 25.3511 | 22.6122 | 21.2536 | 18.8664
19 | 11 | 17.3803 | 15.6143 | 14.4831 | 13.7592 | 13.7484 | 15.659 | 17.9092 | 20.7799 | 21.212 | 22.0156 | 26.1163 | 26.1131 | 25.9271 | 25.2176 | 24.1212 | 24.0127 | 23.2664 | 24.3271 | 27.6842 | 29.0942 | 27.7803 | 25.3592 | 24.26 | 21.9387

## Excess Electricity
Year | Day | Hour 0 | Hour 1 | Hour 2 | Hour 3 | Hour 4 | Hour 5 | Hour 6 | Hour 7 | Hour 8 | Hour 9 | Hour 10 | Hour 11 | Hour 12 | Hour 13 | Hour 14 | Hour 15 | Hour 16 | Hour 17 | Hour 18 | Hour 19 | Hour 20 | Hour 21 | Hour 22 | Hour 23
0 | 0 | 0 | 0 | 0 | 0 | 0 | 0 | 0 | 0 | 0 | 0 | 0 | 0 | 0 | 0 | 0 | 0 | 0 | 0 | 0 | 0 | 0 | 0 | 0 | 0
0 | 1 | 0 | 0 | 0 | 0 | 0 | 0 | 0 | 0 | 0 | 0 | 0 | 0 | 0 | 0 | 0 | 0 | 0 | 0 | 0 | 0 | 0 | 0 | 0 | 0
0 | 2 | 0 | 0 | 0 | 0 | 0 | 0 | 0 | 0 | 0 | 0 | 0 | 0 | 0 | 0 | 0 | 0 | 0 | 0 | 0 | 0 | 0 | 0 | 0 | 0
0 | 3 | 0 | 0 | 0 | 0 | 0 | 0 | 0 | 0 | 0 | 0 | 0 | 0 | 0 | 0 | 0 | 0 | 0 | 0 | 0 | 0 | 0 | 0 | 0 | 0
0 | 4 | 0 | 0 | 0 | 0 | 0 | 0 | 0 | 0 | 0 | 0 | 0 | 0 | 0 | 0 | 0 | 0 | 0 | 0 | 0 | 0 | 0 | 0 | 0 | 0
0 | 5 | 0 | 0 | 0 | 0 | 0 | 0 | 0 | 0 | 0 | 0 | 0 | 0 | 0 | 0 | 0 | 0 | 0 | 0 | 0 | 0 | 0 | 0 | 0 | 0
0 | 6 | 0 | 0 | 0 | 0 | 0 | 0 | 0 | 0 | 0 | 0 | 0 | 0 | 0 | 0 | 0 | 0 | 0 | 0 | 0 | 0 | 0 | 0 | 0 | 0
0 | 7 | 0 | 0 | 0 | 0 | 0 | 0 | 0 | 0 | 0 | 0 | 0 | 0 | 0 | 0 | 0 | 0 | 0 | 0 | 0 | 0 | 0 | 0 | 0 | 0
0 | 8 | 0 | 0 | 0 | 0 | 0 | 0 | 0 | 0 | 0 | 0 | 0 | 0 | 0 | 0 | 0 | 0 | 0 | 0 | 0 | 0 | 0 | 0 | 0 | 0
0 | 9 | 0 | 0 | 0 | 0 | 0 | 0 | 0 | 0 | 0 | 0 | 0 | 0 | 0 | 0 | 0 | 0 | 0 | 0 | 0 | 0 | 0 | 0 | 0 | 0
0 | 10 | 0 | 0 | 0 | 0 | 0 | 0 | 0 | 0 | 0 | 0 | 0 | 0 | 0 | 0 | 0 | 0 | 0 | 0 | 0 | 0 | 0 | 0 | 0 | 0
0 | 11 | 0 | 0 | 0 | 0 | 0 | 0 | 0 | 0 | 0 | 0 | 0 | 0 | 0 | 0 | 0 | 0 | 0 | 0 | 0 | 0 | 0 | 0 | 0 | 0
1 | 0 | 0 | 0 | 0 | 0 | 0 | 0 | 0 | 0 | 0 | 0 | 0 | 0 | 0 | 0 | 0 | 0 | 0 | 0 | 0 | 0 | 0 | 0 | 0 | 0
1 | 1 | 0 | 0 | 0 | 0 | 0 | 0 | 0 | 0 | 0 | 0 | 0 | 0 | 0 | 0 | 0 | 0 | 0 | 0 | 0 | 0 | 0 | 0 | 0 | 0
1 | 2 | 0 | 0 | 0 | 0 | 0 | 0 | 0 | 0 | 0 | 0 | 0 | 0 | 0 | 0 | 0 | 0 | 0 | 0 | 0 | 0 | 0 | 0 | 0 | 0
1 | 3 | 0 | 0 | 0 | 0 | 0 | 0 | 0 | 0 | 0 | 0 | 0 | 0 | 0 | 0 | 0 | 0 | 0 | 0 | 0 | 0 | 0 | 0 | 0 | 0
1 | 4 | 0 | 0 | 0 | 0 | 0 | 0 | 0 | 0 | 0 | 0 | 0 | 0 | 0 | 0 | 0 | 0 | 0 | 0 | 0 | 0 | 0 | 0 | 0 | 0
1 | 5 | 0 | 0 | 0 | 0 | 0 | 0 | 0 | 0 | 0 | 0 | 0 | 0 | 0 | 0 | 0 | 0 | 0 | 0 | 0 | 0 | 0 | 0 | 0 | 0
1 | 6 | 0 | 0 | 0 | 0 | 0 | 0 | 0 | 0 | 0 | 0 | 0 | 0 | 0 | 0 | 0 | 0 | 0 | 0 | 0 | 0 | 0 | 0 | 0 | 0
1 | 7 | 0 | 0 | 0 | 0 | 0 | 0 | 0 | 0 | 0 | 0 | 0 | 0 | 0 | 0 | 0 | 0 | 0 | 0 | 0 | 0 | 0 | 0 | 0 | 0
1 | 8 | 0 | 0 | 0 | 0 | 0 | 0 | 0 | 0 | 0 | 0 | 0 | 0 | 0 | 0 | 0 | 0 | 0 | 0 | 0 | 0 | 0 | 0 | 0 | 0
1 | 9 | 0 | 0 | 0 | 0 | 0 | 0 | 0 | 0 | 0 | 0 | 0 | 0 | 0 | 0 | 0 | 0 | 0 | 0 | 0 | 0 | 0 | 0 | 0 | 0
1 | 10 | 0 | 0 | 0 | 0 | 0 | 0 | 0 | 0 | 0 | 0 | 0 | 0 | 0 | 0 | 0 | 0 | 0 | 0 | 0 | 0 | 0 | 0 | 0 | 0
1 | 11 | 0 | 0 | 0 | 0 | 0 | 0 | 0 | 0 | 0 | 0 | 0 | 0 | 0 | 0 | 0 | 0 | 0 | 0 | 0 | 0 | 0 | 0 | 0 | 0
2 | 0 | 0 | 0 | 0 | 0 | 0 | 0 | 0 | 0 | 0 | 0 | 0 | 0 | 0 | 0 | 0 | 0 | 0 | 0 | 0 | 0 | 0 | 0 | 0 | 0
2 | 1 | 0 | 0 | 0 | 0 | 0 | 0 | 0 | 0 | 0 | 0 | 0 | 0 | 0 | 0 | 0 | 0 | 0 | 0 | 0 | 0 | 0 | 0 | 0 | 0
2 | 2 | 0 | 0 | 0 | 0 | 0 | 0 | 0 | 0 | 0 | 0 | 0 | 0 | 0 | 0 | 0 | 0 | 0 | 0 | 0 | 0 | 0 | 0 | 0 | 0
2 | 3 | 0 | 0 | 0 | 0 | 0 | 0 | 0 | 0 | 0 | 0 | 0 | 0 | 0 | 0 | 0 | 0 | 0 | 0 | 0 | 0 | 0 | 0 | 0 | 0
2 | 4 | 0 | 0 | 0 | 0 | 0 | 0 | 0 | 0 | 0 | 0 | 0 | 0 | 0 | 0 | 0 | 0 | 0 | 0 | 0 | 0 | 0 | 0 | 0 | 0
2 | 5 | 0 | 0 | 0 | 0 | 0 | 0 | 0 | 0 | 0 | 0 | 0 | 0 | 0 | 0 | 0 | 0 | 0 | 0 | 0 | 0 | 0 | 0 | 0 | 0
2 | 6 | 0 | 0 | 0 | 0 | 0 | 0 | 0 | 0 | 0 | 0 | 0 | 0 | 0 | 0 | 0 | 0 | 0 | 0 | 0 | 0 | 0 | 0 | 0 | 0
2 | 7 | 0 | 0 | 0 | 0 | 0 | 0 | 0 | 0 | 0 | 0 | 0 | 0 | 0 | 0 | 0 | 0 | 0 | 0 | 0 | 0 | 0 | 0 | 0 | 0
2 | 8 | 0 | 0 | 0 | 0 | 0 | 0 | 0 | 0 | 0 | 0 | 0 | 0 | 0 | 0 | 0 | 0 | 0 | 0 | 0 | 0 | 0 | 0 | 0 | 0
2 | 9 | 0 | 0 | 0 | 0 | 0 | 0 | 0 | 0 | 0 | 0 | 0 | 0 | 0 | 0 | 0 | 0 | 0 | 0 | 0 | 0 | 0 | 0 | 0 | 0
2 | 10 | 0 | 0 | 0 | 0 | 0 | 0 | 0 | 0 | 0 | 0 | 0 | 0 | 0 | 0 | 0 | 0 | 0 | 0 | 0 | 0 | 0 | 0 | 0 | 0
2 | 11 | 0 | 0 | 0 | 0 | 0 | 0 | 0 | 0 | 0 | 0 | 0 | 0 | 0 | 0 | 0 | 0 | 0 | 0 | 0 | 0 | 0 | 0 | 0 | 0
3 | 0 | 0 | 0 | 0 | 0 | 0 | 0 | 0 | 0 | 0 | 0 | 0 | 0 | 0 | 0 | 0 | 0 | 0 | 0 | 0 | 0 | 0 | 0 | 0 | 0
3 | 1 | 0 | 0 | 0 | 0 | 0 | 0 | 0 | 0 | 0 | 0 | 0 | 0 | 0 | 0 | 0 | 0 | 0 | 0 | 0 | 0 | 0 | 0 | 0 | 0
3 | 2 | 0 | 0 | 0 | 0 | 0 | 0 | 0 | 0 | 0 | 0 | 0 | 0 | 0 | 0 | 0 | 0 | 0 | 0 | 0 | 0 | 0 | 0 | 0 | 0
3 | 3 | 0 | 0 | 0 | 0 | 0 | 0 | 0 | 0 | 0 | 0 | 0 | 0 | 0 | 0 | 0 | 0 | 0 | 0 | 0 | 0 | 0 | 0 | 0 | 0
3 | 4 | 0 | 0 | 0 | 0 | 0 | 0 | 0 | 0 | 0 | 0 | 0 | 0 | 0 | 0 | 0 | 0 | 0 | 0 | 0 | 0 | 0 | 0 | 0 | 0
3 | 5 | 0 | 0 | 0 | 0 | 0 | 0 | 0 | 0 | 0 | 0 | 0 | 0 | 0 | 0 | 0 | 0 | 0 | 0 | 0 | 0 | 0 | 0 | 0 | 0
3 | 6 | 0 | 0 | 0 | 0 | 0 | 0 | 0 | 0 | 0 | 0 | 0 | 0 | 0 | 0 | 0 | 0 | 0 | 0 | 0 | 0 | 0 | 0 | 0 | 0
3 | 7 | 0 | 0 | 0 | 0 | 0 | 0 | 0 | 0 | 0 | 0 | 0 | 0 | 0 | 0 | 0 | 0 | 0 | 0 | 0 | 0 | 0 | 0 | 0 | 0
3 | 8 | 0 | 0 | 0 | 0 | 0 | 0 | 0 | 0 | 0 | 0 | 0 | 0 | 0 | 0 | 0 | 0 | 0 | 0 | 0 | 0 | 0 | 0 | 0 | 0
3 | 9 | 0 | 0 | 0 | 0 | 0 | 0 | 0 | 0 | 0 | 0 | 0 | 0 | 0 | 0 | 0 | 0 | 0 | 0 | 0 | 0 | 0 | 0 | 0 | 0
3 | 10 | 0 | 0 | 0 | 0 | 0 | 0 | 0 | 0 | 0 | 0 | 0 | 0 | 0 | 0 | 0 | 0 | 0 | 0 | 0 | 0 | 0 | 0 | 0 | 0
3 | 11 | 0 | 0 | 0 | 0 | 0 | 0 | 0 | 0 | 0 | 0 | 0 | 0 | 0 | 0 | 0 | 0 | 0 | 0 | 0 | 0 | 0 | 0 | 0 | 0
4 | 0 | 0 | 0 | 0 | 0 | 0 | 0 | 0 | 0 | 0 | 0 | 0 | 0 | 0 | 0 | 0 | 0 | 0 | 0 | 0 | 0 | 0 | 0 | 0 | 0
4 | 1 | 0 | 0 | 0 | 0 | 0 | 0 | 0 | 0 | 0 | 0 | 0 | 0 | 0 | 0 | 0 | 0 | 0 | 0 | 0 | 0 | 0 | 0 | 0 | 0
4 | 2 | 0 | 0 | 0 | 0 | 0 | 0 | 0 | 0 | 0 | 0 | 0 | 0 | 0 | 0 | 0 | 0 | 0 | 0 | 0 | 0 | 0 | 0 | 0 | 0
4 | 3 | 0 | 0 | 0 | 0 | 0 | 0 | 0 | 0 | 0 | 0 | 0 | 0 | 0 | 0 | 0 | 0 | 0 | 0 | 0 | 0 | 0 | 0 | 0 | 0
4 | 4 | 0 | 0 | 0 | 0 | 0 | 0 | 0 | 0 | 0 | 0 | 0 | 0 | 0 | 0 | 0 | 0 | 0 | 0 | 0 | 0 | 0 | 0 | 0 | 0
4 | 5 | 0 | 0 | 0 | 0 | 0 | 0 | 0 | 0 | 0 | 0 | 0 | 0 | 0 | 0 | 0 | 0 | 0 | 0 | 0 | 0 | 0 | 0 | 0 | 0
4 | 6 | 0 | 0 | 0 | 0 | 0 | 0 | 0 | 0 | 0 | 0 | 0 | 0 | 0 | 0 | 0 | 0 | 0 | 0 | 0 | 0 | 0 | 0 | 0 | 0
4 | 7 | 0 | 0 | 0 | 0 | 0 | 0 | 0 | 0 | 0 | 0 | 0 | 0 | 0 | 0 | 0 | 0 | 0 | 0 | 0 | 0 | 0 | 0 | 0 | 0
4 | 8 | 0 | 0 | 0 | 0 | 0 | 0 | 0 | 0 | 0 | 0 | 0 | 0 | 0 | 0 | 0 | 0 | 0 | 0 | 0 | 0 | 0 | 0 | 0 | 0
4 | 9 | 0 | 0 | 0 | 0 | 0 | 0 | 0 | 0 | 0 | 0 | 0 | 0 | 0 | 0 | 0 | 0 | 0 | 0 | 0 | 0 | 0 | 0 | 0 | 0
4 | 10 | 0 | 0 | 0 | 0 | 0 | 0 | 0 | 0 | 0 | 0 | 0 | 0 | 0 | 0 | 0 | 0 | 0 | 0 | 0 | 0 | 0 | 0 | 0 | 0
4 | 11 | 0 | 0 | 0 | 0 | 0 | 0 | 0 | 0 | 0 | 0 | 0 | 0 | 0 | 0 | 0 | 0 | 0 | 0 | 0 | 0 | 0 | 0 | 0 | 0
5 | 0 | 0 | 0 | 0 | 0 | 0 | 0 | 0 | 0 | 0 | 0 | 0 | 0 | 0 | 0 | 0 | 0 | 0 | 0 | 0 | 0 | 0 | 0 | 0 | 0
5 | 1 | 0 | 0 | 0 | 0 | 0 | 0 | 0 | 0 | 0 | 0 | 0 | 0 | 0 | 0 | 0 | 0 | 0 | 0 | 0 | 0 | 0 | 0 | 0 | 0
5 | 2 | 0 | 0 | 0 | 0 | 0 | 0 | 0 | 0 | 0 | 0 | 0 | 0 | 0 | 0 | 0 | 0 | 0 | 0 | 0 | 0 | 0 | 0 | 0 | 0
5 | 3 | 0 | 0 | 0 | 0 | 0 | 0 | 0 | 0 | 0 | 0 | 0 | 0 | 0 | 0 | 0 | 0 | 0 | 0 | 0 | 0 | 0 | 0 | 0 | 0
5 | 4 | 0 | 0 | 0 | 0 | 0 | 0 | 0 | 0 | 0 | 0 | 0 | 0 | 0 | 0 | 0 | 0 | 0 | 0 | 0 | 0 | 0 | 0 | 0 | 0
5 | 5 | 0 | 0 | 0 | 0 | 0 | 0 | 0 | 0 | 0 | 0 | 0 | 0 | 0 | 0 | 0 | 0 | 0 | 0 | 0 | 0 | 0 | 0 | 0 | 0
5 | 6 | 0 | 0 | 0 | 0 | 0 | 0 | 0 | 0 | 0 | 0 | 0 | 0 | 0 | 0 | 0 | 0 | 0 | 0 | 0 | 0 | 0 | 0 | 0 | 0
5 | 7 | 0 | 0 | 0 | 0 | 0 | 0 | 0 | 0 | 0 | 0 | 0 | 0 | 0 | 0 | 0 | 0 | 0 | 0 | 0 | 0 | 0 | 0 | 0 | 0
5 | 8 | 0 | 0 | 0 | 0 | 0 | 0 | 0 | 0 | 0 | 0 | 0 | 0 | 0 | 0 | 0 | 0 | 0 | 0 | 0 | 0 | 0 | 0 | 0 | 0
5 | 9 | 0 | 0 | 0 | 0 | 0 | 0 | 0 | 0 | 0 | 0 | 0 | 0 | 0 | 0 | 0 | 0 | 0 | 0 | 0 | 0 | 0 | 0 | 0 | 0
5 | 10 | 0 | 0 | 0 | 0 | 0 | 0 | 0 | 0 | 0 | 0 | 0 | 0 | 0 | 0 | 0 | 0 | 0 | 0 | 0 | 0 | 0 | 0 | 0 | 0
5 | 11 | 0 | 0 | 0 | 0 | 0 | 0 | 0 | 0 | 0 | 0 | 0 | 0 | 0 | 0 | 0 | 0 | 0 | 0 | 0 | 0 | 0 | 0 | 0 | 0
6 | 0 | 0 | 0 | 0 | 0 | 0 | 0 | 0 | 0 | 0 | 0 | 0 | 0 | 0 | 0 | 0 | 0 | 0 | 0 | 0 | 0 | 0 | 0 | 0 | 0
6 | 1 | 0 | 0 | 0 | 0 | 0 | 0 | 0 | 0 | 0 | 0 | 0 | 0 | 0 | 0 | 0 | 0 | 0 | 0 | 0 | 0 | 0 | 0 | 0 | 0
6 | 2 | 0 | 0 | 0 | 0 | 0 | 0 | 0 | 0 | 0 | 0 | 0 | 0 | 0 | 0 | 0 | 0 | 0 | 0 | 0 | 0 | 0 | 0 | 0 | 0
6 | 3 | 0 | 0 | 0 | 0 | 0 | 0 | 0 | 0 | 0 | 0 | 0 | 0 | 0 | 0 | 0 | 0 | 0 | 0 | 0 | 0 | 0 | 0 | 0 | 0
6 | 4 | 0 | 0 | 0 | 0 | 0 | 0 | 0 | 0 | 0 | 0 | 0 | 0 | 0 | 0 | 0 | 0 | 0 | 0 | 0 | 0 | 0 | 0 | 0 | 0
6 | 5 | 0 | 0 | 0 | 0 | 0 | 0 | 0 | 0 | 0 | 0 | 0 | 0 | 0 | 0 | 0 | 0 | 0 | 0 | 0 | 0 | 0 | 0 | 0 | 0
6 | 6 | 0 | 0 | 0 | 0 | 0 | 0 | 0 | 0 | 0 | 0 | 0 | 0 | 0 | 0 | 0 | 0 | 0 | 0 | 0 | 0 | 0 | 0 | 0 | 0
6 | 7 | 0 | 0 | 0 | 0 | 0 | 0 | 0 | 0 | 0 | 0 | 0 | 0 | 0 | 0 | 0 | 0 | 0 | 0 | 0 | 0 | 0 | 0 | 0 | 0
6 | 8 | 0 | 0 | 0 | 0 | 0 | 0 | 0 | 0 | 0 | 0 | 0 | 0 | 0 | 0 | 0 | 0 | 0 | 0 | 0 | 0 | 0 | 0 | 0 | 0
6 | 9 | 0 | 0 | 0 | 0 | 0 | 0 | 0 | 0 | 0 | 0 | 0 | 0 | 0 | 0 | 0 | 0 | 0 | 0 | 0 | 0 | 0 | 0 | 0 | 0
6 | 10 | 0 | 0 | 0 | 0 | 0 | 0 | 0 | 0 | 0 | 0 | 0 | 0 | 0 | 0 | 0 | 0 | 0 | 0 | 0 | 0 | 0 | 0 | 0 | 0
6 | 11 | 0 | 0 | 0 | 0 | 0 | 0 | 0 | 0 | 0 | 0 | 0 | 0 | 0 | 0 | 0 | 0 | 0 | 0 | 0 | 0 | 0 | 0 | 0 | 0
7 | 0 | 0 | 0 | 0 | 0 | 0 | 0 | 0 | 0 | 0 | 0 | 0 | 0 | 0 | 0 | 0 | 0 | 0 | 0 | 0 | 0 | 0 | 0 | 0 | 0
7 | 1 | 0 | 0 | 0 | 0 | 0 | 0 | 0 | 0 | 0 | 0 | 0 | 0 | 0 | 0 | 0 | 0 | 0 | 0 | 0 | 0 | 0 | 0 | 0 | 0
7 | 2 | 0 | 0 | 0 | 0 | 0 | 0 | 0 | 0 | 0 | 0 | 0 | 0 | 0 | 0 | 0 | 0 | 0 | 0 | 0 | 0 | 0 | 0 | 0 | 0
7 | 3 | 0 | 0 | 0 | 0 | 0 | 0 | 0 | 0 | 0 | 0 | 0 | 0 | 0 | 0 | 0 | 0 | 0 | 0 | 0 | 0 | 0 | 0 | 0 | 0
7 | 4 | 0 | 0 | 0 | 0 | 0 | 0 | 0 | 0 | 0 | 0 | 0 | 0 | 0 | 0 | 0 | 0 | 0 | 0 | 0 | 0 | 0 | 0 | 0 | 0
7 | 5 | 0 | 0 | 0 | 0 | 0 | 0 | 0 | 0 | 0 | 0 | 0 | 0 | 0 | 0 | 0 | 0 | 0 | 0 | 0 | 0 | 0 | 0 | 0 | 0
7 | 6 | 0 | 0 | 0 | 0 | 0 | 0 | 0 | 0 | 0 | 0 | 0 | 0 | 0 | 0 | 0 | 0 | 0 | 0 | 0 | 0 | 0 | 0 | 0 | 0
7 | 7 | 0 | 0 | 0 | 0 | 0 | 0 | 0 | 0 | 0 | 0 | 0 | 0 | 0 | 0 | 0 | 0 | 0 | 0 | 0 | 0 | 0 | 0 | 0 | 0
7 | 8 | 0 | 0 | 0 | 0 | 0 | 0 | 0 | 0 | 0 | 0 | 0 | 0 | 0 | 0 | 0 | 0 | 0 | 0 | 0 | 0 | 0 | 0 | 0 | 0
7 | 9 | 0 | 0 | 0 | 0 | 0 | 0 | 0 | 0 | 0 | 0 | 0 | 0 | 0 | 0 | 0 | 0 | 0 | 0 | 0 | 0 | 0 | 0 | 0 | 0
7 | 10 | 0 | 0 | 0 | 0 | 0 | 0 | 0 | 0 | 0 | 0 | 0 | 0 | 0 | 0 | 0 | 0 | 0 | 0 | 0 | 0 | 0 | 0 | 0 | 0
7 | 11 | 0 | 0 | 0 | 0 | 0 | 0 | 0 | 0 | 0 | 0 | 0 | 0 | 0 | 0 | 0 | 0 | 0 | 0 | 0 | 0 | 0 | 0 | 0 | 0
8 | 0 | 0 | 0 | 0 | 0 | 0 | 0 | 0 | 0 | 0 | 0 | 0 | 0 | 0 | 0 | 0 | 0 | 0 | 0 | 0 | 0 | 0 | 0 | 0 | 0
8 | 1 | 0 | 0 | 0 | 0 | 0 | 0 | 0 | 0 | 0 | 0 | 0 | 0 | 0 | 0 | 0 | 0 | 0 | 0 | 0 | 0 | 0 | 0 | 0 | 0
8 | 2 | 0 | 0 | 0 | 0 | 0 | 0 | 0 | 0 | 0 | 0 | 0 | 0 | 0 | 0 | 0 | 0 | 0 | 0 | 0 | 0 | 0 | 0 | 0 | 0
8 | 3 | 0 | 0 | 0 | 0 | 0 | 0 | 0 | 0 | 0 | 0 | 0 | 0 | 0 | 0 | 0 | 0 | 0 | 0 | 0 | 0 | 0 | 0 | 0 | 0
8 | 4 | 0 | 0 | 0 | 0 | 0 | 0 | 0 | 0 | 0 | 0 | 0 | 0 | 0 | 0 | 0 | 0 | 0 | 0 | 0 | 0 | 0 | 0 | 0 | 0
8 | 5 | 0 | 0 | 0 | 0 | 0 | 0 | 0 | 0 | 0 | 0 | 0 | 0 | 0 | 0 | 0 | 0 | 0 | 0 | 0 | 0 | 0 | 0 | 0 | 0
8 | 6 | 0 | 0 | 0 | 0 | 0 | 0 | 0 | 0 | 0 | 0 | 0 | 0 | 0 | 0 | 0 | 0 | 0 | 0 | 0 | 0 | 0 | 0 | 0 | 0
8 | 7 | 0 | 0 | 0 | 0 | 0 | 0 | 0 | 0 | 0 | 0 | 0 | 0 | 0 | 0 | 0 | 0 | 0 | 0 | 0 | 0 | 0 | 0 | 0 | 0
8 | 8 | 0 | 0 | 0 | 0 | 0 | 0 | 0 | 0 | 0 | 0 | 0 | 0 | 0 | 0 | 0 | 0 | 0 | 0 | 0 | 0 | 0 | 0 | 0 | 0
8 | 9 | 0 | 0 | 0 | 0 | 0 | 0 | 0 | 0 | 0 | 0 | 0 | 0 | 0 | 0 | 0 | 0 | 0 | 0 | 0 | 0 | 0 | 0 | 0 | 0
8 | 10 | 0 | 0 | 0 | 0 | 0 | 0 | 0 | 0 | 0 | 0 | 0 | 0 | 0 | 0 | 0 | 0 | 0 | 0 | 0 | 0 | 0 | 0 | 0 | 0
8 | 11 | 0 | 0 | 0 | 0 | 0 | 0 | 0 | 0 | 0 | 0 | 0 | 0 | 0 | 0 | 0 | 0 | 0 | 0 | 0 | 0 | 0 | 0 | 0 | 0
9 | 0 | 0 | 0 | 0 | 0 | 0 | 0 | 0 | 0 | 0 | 0 | 0 | 0 | 0 | 0 | 0 | 0 | 0 | 0 | 0 | 0 | 0 | 0 | 0 | 0
9 | 1 | 0 | 0 | 0 | 0 | 0 | 0 | 0 | 0 | 0 | 0 | 0 | 0 | 0 | 0 | 0 | 0 | 0 | 0 | 0 | 0 | 0 | 0 | 0 | 0
9 | 2 | 0 | 0 | 0 | 0 | 0 | 0 | 0 | 0 | 0 | 0 | 0 | 0 | 0 | 0 | 0 | 0 | 0 | 0 | 0 | 0 | 0 | 0 | 0 | 0
9 | 3 | 0 | 0 | 0 | 0 | 0 | 0 | 0 | 0 | 0 | 0 | 0 | 0 | 0 | 0 | 0 | 0 | 0 | 0 | 0 | 0 | 0 | 0 | 0 | 0
9 | 4 | 0 | 0 | 0 | 0 | 0 | 0 | 0 | 0 | 0 | 0 | 0 | 0 | 0 | 0 | 0 | 0 | 0 | 0 | 0 | 0 | 0 | 0 | 0 | 0
9 | 5 | 0 | 0 | 0 | 0 | 0 | 0 | 0 | 0 | 0 | 0 | 0 | 0 | 0 | 0 | 0 | 0 | 0 | 0 | 0 | 0 | 0 | 0 | 0 | 0
9 | 6 | 0 | 0 | 0 | 0 | 0 | 0 | 0 | 0 | 0 | 0 | 0 | 0 | 0 | 0 | 0 | 0 | 0 | 0 | 0 | 0 | 0 | 0 | 0 | 0
9 | 7 | 0 | 0 | 0 | 0 | 0 | 0 | 0 | 0 | 0 | 0 | 0 | 0 | 0 | 0 | 0 | 0 | 0 | 0 | 0 | 0 | 0 | 0 | 0 | 0
9 | 8 | 0 | 0 | 0 | 0 | 0 | 0 | 0 | 0 | 0 | 0 | 0 | 0 | 0 | 0 | 0 | 0 | 0 | 0 | 0 | 0 | 0 | 0 | 0 | 0
9 | 9 | 0 | 0 | 0 | 0 | 0 | 0 | 0 | 0 | 0 | 0 | 0 | 0 | 0 | 0 | 0 | 0 | 0 | 0 | 0 | 0 | 0 | 0 | 0 | 0
9 | 10 | 0 | 0 | 0 | 0 | 0 | 0 | 0 | 0 | 0 | 0 | 0 | 0 | 0 | 0 | 0 | 0 | 0 | 0 | 0 | 0 | 0 | 0 | 0 | 0
9 | 11 | 0 | 0 | 0 | 0 | 0 | 0 | 0 | 0 | 0 | 0 | 0 | 0 | 0 | 0 | 0 | 0 | 0 | 0 | 0 | 0 | 0 | 0 | 0 | 0
10 | 0 | 0 | 0 | 0 | 0 | 0 | 0 | 0 | 0 | 0 | 0 | 0 | 0 | 0 | 0 | 0 | 0 | 0 | 0 | 0 | 0 | 0 | 0 | 0 | 0
10 | 1 | 0 | 0 | 0 | 0 | 0 | 0 | 0 | 0 | 0 | 0 | 0 | 0 | 0 | 0 | 0 | 0 | 0 | 0 | 0 | 0 | 0 | 0 | 0 | 0
10 | 2 | 0 | 0 | 0 | 0 | 0 | 0 | 0 | 0 | 0 | 0 | 0 | 0 | 0 | 0 | 0 | 0 | 0 | 0 | 0 | 0 | 0 | 0 | 0 | 0
10 | 3 | 0 | 0 | 0 | 0 | 0 | 0 | 0 | 0 | 0 | 0 | 0 | 0 | 0 | 0 | 0 | 0 | 0 | 0 | 0 | 0 | 0 | 0 | 0 | 0
10 | 4 | 0 | 0 | 0 | 0 | 0 | 0 | 0 | 0 | 0 | 0 | 0 | 0 | 0 | 0 | 0 | 0 | 0 | 0 | 0 | 0 | 0 | 0 | 0 | 0
10 | 5 | 0 | 0 | 0 | 0 | 0 | 0 | 0 | 0 | 0 | 0 | 0 | 0 | 0 | 0 | 0 | 0 | 0 | 0 | 0 | 0 | 0 | 0 | 0 | 0
10 | 6 | 0 | 0 | 0 | 0 | 0 | 0 | 0 | 0 | 0 | 0 | 0 | 0 | 0 | 0 | 0 | 0 | 0 | 0 | 0 | 0 | 0 | 0 | 0 | 0
10 | 7 | 0 | 0 | 0 | 0 | 0 | 0 | 0 | 0 | 0 | 0 | 0 | 0 | 0 | 0 | 0 | 0 | 0 | 0 | 0 | 0 | 0 | 0 | 0 | 0
10 | 8 | 0 | 0 | 0 | 0 | 0 | 0 | 0 | 0 | 0 | 0 | 0 | 0 | 0 | 0 | 0 | 0 | 0 | 0 | 0 | 0 | 0 | 0 | 0 | 0
10 | 9 | 0 | 0 | 0 | 0 | 0 | 0 | 0 | 0 | 0 | 0 | 0 | 0 | 0 | 0 | 0 | 0 | 0 | 0 | 0 | 0 | 0 | 0 | 0 | 0
10 | 10 | 0 | 0 | 0 | 0 | 0 | 0 | 0 | 0 | 0 | 0 | 0 | 0 | 0 | 0 | 0 | 0 | 0 | 0 | 0 | 0 | 0 | 0 | 0 | 0
10 | 11 | 0 | 0 | 0 | 0 | 0 | 0 | 0 | 0 | 0 | 0 | 0 | 0 | 0 | 0 | 0 | 0 | 0 | 0 | 0 | 0 | 0 | 0 | 0 | 0
11 | 0 | 0 | 0 | 0 | 0 | 0 | 0 | 0 | 0 | 0 | 0 | 0 | 0 | 0 | 0 | 0 | 0 | 0 | 0 | 0 | 0 | 0 | 0 | 0 | 0
11 | 1 | 0 | 0 | 0 | 0 | 0 | 0 | 0 | 0 | 0 | 0 | 0 | 0 | 0 | 0 | 0 | 0 | 0 | 0 | 0 | 0 | 0 | 0 | 0 | 0
11 | 2 | 0 | 0 | 0 | 0 | 0 | 0 | 0 | 0 | 0 | 0 | 0 | 0 | 0 | 0 | 0 | 0 | 0 | 0 | 0 | 0 | 0 | 0 | 0 | 0
11 | 3 | 0 | 0 | 0 | 0 | 0 | 0 | 0 | 0 | 0 | 0 | 0 | 0 | 0 | 0 | 0 | 0 | 0 | 0 | 0 | 0 | 0 | 0 | 0 | 0
11 | 4 | 0 | 0 | 0 | 0 | 0 | 0 | 0 | 0 | 0 | 0 | 0 | 0 | 0 | 0 | 0 | 0 | 0 | 0 | 0 | 0 | 0 | 0 | 0 | 0
11 | 5 | 0 | 0 | 0 | 0 | 0 | 0 | 0 | 0 | 0 | 0 | 0 | 0 | 0 | 0 | 0 | 0 | 0 | 0 | 0 | 0 | 0 | 0 | 0 | 0
11 | 6 | 0 | 0 | 0 | 0 | 0 | 0 | 0 | 0 | 0 | 0 | 0 | 0 | 0 | 0 | 0 | 0 | 0 | 0 | 0 | 0 | 0 | 0 | 0 | 0
11 | 7 | 0 | 0 | 0 | 0 | 0 | 0 | 0 | 0 | 0 | 0 | 0 | 0 | 0 | 0 | 0 | 0 | 0 | 0 | 0 | 0 | 0 | 0 | 0 | 0
11 | 8 | 0 | 0 | 0 | 0 | 0 | 0 | 0 | 0 | 0 | 0 | 0 | 0 | 0 | 0 | 0 | 0 | 0 | 0 | 0 | 0 | 0 | 0 | 0 | 0
11 | 9 | 0 | 0 | 0 | 0 | 0 | 0 | 0 | 0 | 0 | 0 | 0 | 0 | 0 | 0 | 0 | 0 | 0 | 0 | 0 | 0 | 0 | 0 | 0 | 0
11 | 10 | 0 | 0 | 0 | 0 | 0 | 0 | 0 | 0 | 0 | 0 | 0 | 0 | 0 | 0 | 0 | 0 | 0 | 0 | 0 | 0 | 0 | 0 | 0 | 0
11 | 11 | 0 | 0 | 0 | 0 | 0 | 0 | 0 | 0 | 0 | 0 | 0 | 0 | 0 | 0 | 0 | 0 | 0 | 0 | 0 | 0 | 0 | 0 | 0 | 0
12 | 0 | 0 | 0 | 0 | 0 | 0 | 0 | 0 | 0 | 0 | 0 | 0 | 0 | 0 | 0 | 0 | 0 | 0 | 0 | 0 | 0 | 0 | 0 | 0 | 0
12 | 1 | 0 | 0 | 0 | 0 | 0 | 0 | 0 | 0 | 0 | 0 | 0 | 0 | 0 | 0 | 0 | 0 | 0 | 0 | 0 | 0 | 0 | 0 | 0 | 0
12 | 2 | 0 | 0 | 0 | 0 | 0 | 0 | 0 | 0 | 0 | 0 | 0 | 0 | 0 | 0 | 0 | 0 | 0 | 0 | 0 | 0 | 0 | 0 | 0 | 0
12 | 3 | 0 | 0 | 0 | 0 | 0 | 0 | 0 | 0 | 0 | 0 | 0 | 0 | 0 | 0 | 0 | 0 | 0 | 0 | 0 | 0 | 0 | 0 | 0 | 0
12 | 4 | 0 | 0 | 0 | 0 | 0 | 0 | 0 | 0 | 0 | 0 | 0 | 0 | 0 | 0 | 0 | 0 | 0 | 0 | 0 | 0 | 0 | 0 | 0 | 0
12 | 5 | 0 | 0 | 0 | 0 | 0 | 0 | 0 | 0 | 0 | 0 | 0 | 0 | 0 | 0 | 0 | 0 | 0 | 0 | 0 | 0 | 0 | 0 | 0 | 0
12 | 6 | 0 | 0 | 0 | 0 | 0 | 0 | 0 | 0 | 0 | 0 | 0 | 0 | 0 | 0 | 0 | 0 | 0 | 0 | 0 | 0 | 0 | 0 | 0 | 0
12 | 7 | 0 | 0 | 0 | 0 | 0 | 0 | 0 | 0 | 0 | 0 | 0 | 0 | 0 | 0 | 0 | 0 | 0 | 0 | 0 | 0 | 0 | 0 | 0 | 0
12 | 8 | 0 | 0 | 0 | 0 | 0 | 0 | 0 | 0 | 0 | 0 | 0 | 0 | 0 | 0 | 0 | 0 | 0 | 0 | 0 | 0 | 0 | 0 | 0 | 0
12 | 9 | 0 | 0 | 0 | 0 | 0 | 0 | 0 | 0 | 0 | 0 | 0 | 0 | 0 | 0 | 0 | 0 | 0 | 0 | 0 | 0 | 0 | 0 | 0 | 0
12 | 10 | 0 | 0 | 0 | 0 | 0 | 0 | 0 | 0 | 0 | 0 | 0 | 0 | 0 | 0 | 0 | 0 | 0 | 0 | 0 | 0 | 0 | 0 | 0 | 0
12 | 11 | 0 | 0 | 0 | 0 | 0 | 0 | 0 | 0 | 0 | 0 | 0 | 0 | 0 | 0 | 0 | 0 | 0 | 0 | 0 | 0 | 0 | 0 | 0 | 0
13 | 0 | 0 | 0 | 0 | 0 | 0 | 0 | 0 | 0 | 0 | 0 | 0 | 0 | 0 | 0 | 0 | 0 | 0 | 0 | 0 | 0 | 0 | 0 | 0 | 0
13 | 1 | 0 | 0 | 0 | 0 | 0 | 0 | 0 | 0 | 0 | 0 | 0 | 0 | 0 | 0 | 0 | 0 | 0 | 0 | 0 | 0 | 0 | 0 | 0 | 0
13 | 2 | 0 | 0 | 0 | 0 | 0 | 0 | 0 | 0 | 0 | 0 | 0 | 0 | 0 | 0 | 0 | 0 | 0 | 0 | 0 | 0 | 0 | 0 | 0 | 0
13 | 3 | 0 | 0 | 0 | 0 | 0 | 0 | 0 | 0 | 0 | 0 | 0 | 0 | 0 | 0 | 0 | 0 | 0 | 0 | 0 | 0 | 0 | 0 | 0 | 0
13 | 4 | 0 | 0 | 0 | 0 | 0 | 0 | 0 | 0 | 0 | 0 | 0 | 0 | 0 | 0 | 0 | 0 | 0 | 0 | 0 | 0 | 0 | 0 | 0 | 0
13 | 5 | 0 | 0 | 0 | 0 | 0 | 0 | 0 | 0 | 0 | 0 | 0 | 0 | 0 | 0 | 0 | 0 | 0 | 0 | 0 | 0 | 0 | 0 | 0 | 0
13 | 6 | 0 | 0 | 0 | 0 | 0 | 0 | 0 | 0 | 0 | 0 | 0 | 0 | 0 | 0 | 0 | 0 | 0 | 0 | 0 | 0 | 0 | 0 | 0 | 0
13 | 7 | 0 | 0 | 0 | 0 | 0 | 0 | 0 | 0 | 0 | 0 | 0 | 0 | 0 | 0 | 0 | 0 | 0 | 0 | 0 | 0 | 0 | 0 | 0 | 0
13 | 8 | 0 | 0 | 0 | 0 | 0 | 0 | 0 | 0 | 0 | 0 | 0 | 0 | 0 | 0 | 0 | 0 | 0 | 0 | 0 | 0 | 0 | 0 | 0 | 0
13 | 9 | 0 | 0 | 0 | 0 | 0 | 0 | 0 | 0 | 0 | 0 | 0 | 0 | 0 | 0 | 0 | 0 | 0 | 0 | 0 | 0 | 0 | 0 | 0 | 0
13 | 10 | 0 | 0 | 0 | 0 | 0 | 0 | 0 | 0 | 0 | 0 | 0 | 0 | 0 | 0 | 0 | 0 | 0 | 0 | 0 | 0 | 0 | 0 | 0 | 0
13 | 11 | 0 | 0 | 0 | 0 | 0 | 0 | 0 | 0 | 0 | 0 | 0 | 0 | 0 | 0 | 0 | 0 | 0 | 0 | 0 | 0 | 0 | 0 | 0 | 0
14 | 0 | 0 | 0 | 0 | 0 | 0 | 0 | 0 | 0 | 0 | 0 | 0 | 0 | 0 | 0 | 0 | 0 | 0 | 0 | 0 | 0 | 0 | 0 | 0 | 0
14 | 1 | 0 | 0 | 0 | 0 | 0 | 0 | 0 | 0 | 0 | 0 | 0 | 0 | 0 | 0 | 0 | 0 | 0 | 0 | 0 | 0 | 0 | 0 | 0 | 0
14 | 2 | 0 | 0 | 0 | 0 | 0 | 0 | 0 | 0 | 0 | 0 | 0 | 0 | 0 | 0 | 0 | 0 | 0 | 0 | 0 | 0 | 0 | 0 | 0 | 0
14 | 3 | 0 | 0 | 0 | 0 | 0 | 0 | 0 | 0 | 0 | 0 | 0 | 0 | 0 | 0 | 0 | 0 | 0 | 0 | 0 | 0 | 0 | 0 | 0 | 0
14 | 4 | 0 | 0 | 0 | 0 | 0 | 0 | 0 | 0 | 0 | 0 | 0 | 0 | 0 | 0 | 0 | 0 | 0 | 0 | 0 | 0 | 0 | 0 | 0 | 0
14 | 5 | 0 | 0 | 0 | 0 | 0 | 0 | 0 | 0 | 0 | 0 | 0 | 0 | 0 | 0 | 0 | 0 | 0 | 0 | 0 | 0 | 0 | 0 | 0 | 0
14 | 6 | 0 | 0 | 0 | 0 | 0 | 0 | 0 | 0 | 0 | 0 | 0 | 0 | 0 | 0 | 0 | 0 | 0 | 0 | 0 | 0 | 0 | 0 | 0 | 0
14 | 7 | 0 | 0 | 0 | 0 | 0 | 0 | 0 | 0 | 0 | 0 | 0 | 0 | 0 | 0 | 0 | 0 | 0 | 0 | 0 | 0 | 0 | 0 | 0 | 0
14 | 8 | 0 | 0 | 0 | 0 | 0 | 0 | 0 | 0 | 0 | 0 | 0 | 0 | 0 | 0 | 0 | 0 | 0 | 0 | 0 | 0 | 0 | 0 | 0 | 0
14 | 9 | 0 | 0 | 0 | 0 | 0 | 0 | 0 | 0 | 0 | 0 | 0 | 0 | 0 | 0 | 0 | 0 | 0 | 0 | 0 | 0 | 0 | 0 | 0 | 0
14 | 10 | 0 | 0 | 0 | 0 | 0 | 0 | 0 | 0 | 0 | 0 | 0 | 0 | 0 | 0 | 0 | 0 | 0 | 0 | 0 | 0 | 0 | 0 | 0 | 0
14 | 11 | 0 | 0 | 0 | 0 | 0 | 0 | 0 | 0 | 0 | 0 | 0 | 0 | 0 | 0 | 0 | 0 | 0 | 0 | 0 | 0 | 0 | 0 | 0 | 0
15 | 0 | 0 | 0 | 0 | 0 | 0 | 0 | 0 | 0 | 0 | 0 | 0 | 0 | 0 | 0 | 0 | 0 | 0 | 0 | 0 | 0 | 0 | 0 | 0 | 0
15 | 1 | 0 | 0 | 0 | 0 | 0 | 0 | 0 | 0 | 0 | 0 | 0 | 0 | 0 | 0 | 0 | 0 | 0 | 0 | 0 | 0 | 0 | 0 | 0 | 0
15 | 2 | 0 | 0 | 0 | 0 | 0 | 0 | 0 | 0 | 0 | 0 | 0 | 0 | 0 | 0 | 0 | 0 | 0 | 0 | 0 | 0 | 0 | 0 | 0 | 0
15 | 3 | 0 | 0 | 0 | 0 | 0 | 0 | 0 | 0 | 0 | 0 | 0 | 0 | 0 | 0 | 0 | 0 | 0 | 0 | 0 | 0 | 0 | 0 | 0 | 0
15 | 4 | 0 | 0 | 0 | 0 | 0 | 0 | 0 | 0 | 0 | 0 | 0 | 0 | 0 | 0 | 0 | 0 | 0 | 0 | 0 | 0 | 0 | 0 | 0 | 0
15 | 5 | 0 | 0 | 0 | 0 | 0 | 0 | 0 | 0 | 0 | 0 | 0 | 0 | 0 | 0 | 0 | 0 | 0 | 0 | 0 | 0 | 0 | 0 | 0 | 0
15 | 6 | 0 | 0 | 0 | 0 | 0 | 0 | 0 | 0 | 0 | 0 | 0 | 0 | 0 | 0 | 0 | 0 | 0 | 0 | 0 | 0 | 0 | 0 | 0 | 0
15 | 7 | 0 | 0 | 0 | 0 | 0 | 0 | 0 | 0 | 0 | 0 | 0 | 0 | 0 | 0 | 0 | 0 | 0 | 0 | 0 | 0 | 0 | 0 | 0 | 0
15 | 8 | 0 | 0 | 0 | 0 | 0 | 0 | 0 | 0 | 0 | 0 | 0 | 0 | 0 | 0 | 0 | 0 | 0 | 0 | 0 | 0 | 0 | 0 | 0 | 0
15 | 9 | 0 | 0 | 0 | 0 | 0 | 0 | 0 | 0 | 0 | 0 | 0 | 0 | 0 | 0 | 0 | 0 | 0 | 0 | 0 | 0 | 0 | 0 | 0 | 0
15 | 10 | 0 | 0 | 0 | 0 | 0 | 0 | 0 | 0 | 0 | 0 | 0 | 0 | 0 | 0 | 0 | 0 | 0 | 0 | 0 | 0 | 0 | 0 | 0 | 0
15 | 11 | 0 | 0 | 0 | 0 | 0 | 0 | 0 | 0 | 0 | 0 | 0 | 0 | 0 | 0 | 0 | 0 | 0 | 0 | 0 | 0 | 0 | 0 | 0 | 0
16 | 0 | 0 | 0 | 0 | 0 | 0 | 0 | 0 | 0 | 0 | 0 | 0 | 0 | 0 | 0 | 0 | 0 | 0 | 0 | 0 | 0 | 0 | 0 | 0 | 0
16 | 1 | 0 | 0 | 0 | 0 | 0 | 0 | 0 | 0 | 0 | 0 | 0 | 0 | 0 | 0 | 0 | 0 | 0 | 0 | 0 | 0 | 0 | 0 | 0 | 0
16 | 2 | 0 | 0 | 0 | 0 | 0 | 0 | 0 | 0 | 0 | 0 | 0 | 0 | 0 | 0 | 0 | 0 | 0 | 0 | 0 | 0 | 0 | 0 | 0 | 0
16 | 3 | 0 | 0 | 0 | 0 | 0 | 0 | 0 | 0 | 0 | 0 | 0 | 0 | 0 | 0 | 0 | 0 | 0 | 0 | 0 | 0 | 0 | 0 | 0 | 0
16 | 4 | 0 | 0 | 0 | 0 | 0 | 0 | 0 | 0 | 0 | 0 | 0 | 0 | 0 | 0 | 0 | 0 | 0 | 0 | 0 | 0 | 0 | 0 | 0 | 0
16 | 5 | 0 | 0 | 0 | 0 | 0 | 0 | 0 | 0 | 0 | 0 | 0 | 0 | 0 | 0 | 0 | 0 | 0 | 0 | 0 | 0 | 0 | 0 | 0 | 0
16 | 6 | 0 | 0 | 0 | 0 | 0 | 0 | 0 | 0 | 0 | 0 | 0 | 0 | 0 | 0 | 0 | 0 | 0 | 0 | 0 | 0 | 0 | 0 | 0 | 0
16 | 7 | 0 | 0 | 0 | 0 | 0 | 0 | 0 | 0 | 0 | 0 | 0 | 0 | 0 | 0 | 0 | 0 | 0 | 0 | 0 | 0 | 0 | 0 | 0 | 0
16 | 8 | 0 | 0 | 0 | 0 | 0 | 0 | 0 | 0 | 0 | 0 | 0 | 0 | 0 | 0 | 0 | 0 | 0 | 0 | 0 | 0 | 0 | 0 | 0 | 0
16 | 9 | 0 | 0 | 0 | 0 | 0 | 0 | 0 | 0 | 0 | 0 | 0 | 0 | 0 | 0 | 0 | 0 | 0 | 0 | 0 | 0 | 0 | 0 | 0 | 0
16 | 10 | 0 | 0 | 0 | 0 | 0 | 0 | 0 | 0 | 0 | 0 | 0 | 0 | 0 | 0 | 0 | 0 | 0 | 0 | 0 | 0 | 0 | 0 | 0 | 0
16 | 11 | 0 | 0 | 0 | 0 | 0 | 0 | 0 | 0 | 0 | 0 | 0 | 0 | 0 | 0 | 0 | 0 | 0 | 0 | 0 | 0 | 0 | 0 | 0 | 0
17 | 0 | 0 | 0 | 0 | 0 | 0 | 0 | 0 | 0 | 0 | 0 | 0 | 0 | 0 | 0 | 0 | 0 | 0 | 0 | 0 | 0 | 0 | 0 | 0 | 0
17 | 1 | 0 | 0 | 0 | 0 | 0 | 0 | 0 | 0 | 0 | 0 | 0 | 0 | 0 | 0 | 0 | 0 | 0 | 0 | 0 | 0 | 0 | 0 | 0 | 0
17 | 2 | 0 | 0 | 0 | 0 | 0 | 0 | 0 | 0 | 0 | 0 | 0 | 0 | 0 | 0 | 0 | 0 | 0 | 0 | 0 | 0 | 0 | 0 | 0 | 0
17 | 3 | 0 | 0 | 0 | 0 | 0 | 0 | 0 | 0 | 0 | 0 | 0 | 0 | 0 | 0 | 0 | 0 | 0 | 0 | 0 | 0 | 0 | 0 | 0 | 0
17 | 4 | 0 | 0 | 0 | 0 | 0 | 0 | 0 | 0 | 0 | 0 | 0 | 0 | 0 | 0 | 0 | 0 | 0 | 0 | 0 | 0 | 0 | 0 | 0 | 0
17 | 5 | 0 | 0 | 0 | 0 | 0 | 0 | 0 | 0 | 0 | 0 | 0 | 0 | 0 | 0 | 0 | 0 | 0 | 0 | 0 | 0 | 0 | 0 | 0 | 0
17 | 6 | 0 | 0 | 0 | 0 | 0 | 0 | 0 | 0 | 0 | 0 | 0 | 0 | 0 | 0 | 0 | 0 | 0 | 0 | 0 | 0 | 0 | 0 | 0 | 0
17 | 7 | 0 | 0 | 0 | 0 | 0 | 0 | 0 | 0 | 0 | 0 | 0 | 0 | 0 | 0 | 0 | 0 | 0 | 0 | 0 | 0 | 0 | 0 | 0 | 0
17 | 8 | 0 | 0 | 0 | 0 | 0 | 0 | 0 | 0 | 0 | 0 | 0 | 0 | 0 | 0 | 0 | 0 | 0 | 0 | 0 | 0 | 0 | 0 | 0 | 0
17 | 9 | 0 | 0 | 0 | 0 | 0 | 0 | 0 | 0 | 0 | 0 | 0 | 0 | 0 | 0 | 0 | 0 | 0 | 0 | 0 | 0 | 0 | 0 | 0 | 0
17 | 10 | 0 | 0 | 0 | 0 | 0 | 0 | 0 | 0 | 0 | 0 | 0 | 0 | 0 | 0 | 0 | 0 | 0 | 0 | 0 | 0 | 0 | 0 | 0 | 0
17 | 11 | 0 | 0 | 0 | 0 | 0 | 0 | 0 | 0 | 0 | 0 | 0 | 0 | 0 | 0 | 0 | 0 | 0 | 0 | 0 | 0 | 0 | 0 | 0 | 0
18 | 0 | 0 | 0 | 0 | 0 | 0 | 0 | 0 | 0 | 0 | 0 | 0 | 0 | 0 | 0 | 0 | 0 | 0 | 0 | 0 | 0 | 0 | 0 | 0 | 0
18 | 1 | 0 | 0 | 0 | 0 | 0 | 0 | 0 | 0 | 0 | 0 | 0 | 0 | 0 | 0 | 0 | 0 | 0 | 0 | 0 | 0 | 0 | 0 | 0 | 0
18 | 2 | 0 | 0 | 0 | 0 | 0 | 0 | 0 | 0 | 0 | 0 | 0 | 0 | 0 | 0 | 0 | 0 | 0 | 0 | 0 | 0 | 0 | 0 | 0 | 0
18 | 3 | 0 | 0 | 0 | 0 | 0 | 0 | 0 | 0 | 0 | 0 | 0 | 0 | 0 | 0 | 0 | 0 | 0 | 0 | 0 | 0 | 0 | 0 | 0 | 0
18 | 4 | 0 | 0 | 0 | 0 | 0 | 0 | 0 | 0 | 0 | 0 | 0 | 0 | 0 | 0 | 0 | 0 | 0 | 0 | 0 | 0 | 0 | 0 | 0 | 0
18 | 5 | 0 | 0 | 0 | 0 | 0 | 0 | 0 | 0 | 0 | 0 | 0 | 0 | 0 | 0 | 0 | 0 | 0 | 0 | 0 | 0 | 0 | 0 | 0 | 0
18 | 6 | 0 | 0 | 0 | 0 | 0 | 0 | 0 | 0 | 0 | 0 | 0 | 0 | 0 | 0 | 0 | 0 | 0 | 0 | 0 | 0 | 0 | 0 | 0 | 0
18 | 7 | 0 | 0 | 0 | 0 | 0 | 0 | 0 | 0 | 0 | 0 | 0 | 0 | 0 | 0 | 0 | 0 | 0 | 0 | 0 | 0 | 0 | 0 | 0 | 0
18 | 8 | 0 | 0 | 0 | 0 | 0 | 0 | 0 | 0 | 0 | 0 | 0 | 0 | 0 | 0 | 0 | 0 | 0 | 0 | 0 | 0 | 0 | 0 | 0 | 0
18 | 9 | 0 | 0 | 0 | 0 | 0 | 0 | 0 | 0 | 0 | 0 | 0 | 0 | 0 | 0 | 0 | 0 | 0 | 0 | 0 | 0 | 0 | 0 | 0 | 0
18 | 10 | 0 | 0 | 0 | 0 | 0 | 0 | 0 | 0 | 0 | 0 | 0 | 0 | 0 | 0 | 0 | 0 | 0 | 0 | 0 | 0 | 0 | 0 | 0 | 0
18 | 11 | 0 | 0 | 0 | 0 | 0 | 0 | 0 | 0 | 0 | 0 | 0 | 0 | 0 | 0 | 0 | 0 | 0 | 0 | 0 | 0 | 0 | 0 | 0 | 0
19 | 0 | 0 | 0 | 0 | 0 | 0 | 0 | 0 | 0 | 0 | 0 | 0 | 0 | 0 | 0 | 0 | 0 | 0 | 0 | 0 | 0 | 0 | 0 | 0 | 0
19 | 1 | 0 | 0 | 0 | 0 | 0 | 0 | 0 | 0 | 0 | 0 | 0 | 0 | 0 | 0 | 0 | 0 | 0 | 0 | 0 | 0 | 0 | 0 | 0 | 0
19 | 2 | 0 | 0 | 0 | 0 | 0 | 0 | 0 | 0 | 0 | 0 | 0 | 0 | 0 | 0 | 0 | 0 | 0 | 0 | 0 | 0 | 0 | 0 | 0 | 0
19 | 3 | 0 | 0 | 0 | 0 | 0 | 0 | 0 | 0 | 0 | 0 | 0 | 0 | 0 | 0 | 0 | 0 | 0 | 0 | 0 | 0 | 0 | 0 | 0 | 0
19 | 4 | 0 | 0 | 0 | 0 | 0 | 0 | 0 | 0 | 0 | 0 | 0 | 0 | 0 | 0 | 0 | 0 | 0 | 0 | 0 | 0 | 0 | 0 | 0 | 0
19 | 5 | 0 | 0 | 0 | 0 | 0 | 0 | 0 | 0 | 0 | 0 | 0 | 0 | 0 | 0 | 0 | 0 | 0 | 0 | 0 | 0 | 0 | 0 | 0 | 0
19 | 6 | 0 | 0 | 0 | 0 | 0 | 0 | 0 | 0 | 0 | 0 | 0 | 0 | 0 | 0 | 0 | 0 | 0 | 0 | 0 | 0 | 0 | 0 | 0 | 0
19 | 7 | 0 | 0 | 0 | 0 | 0 | 0 | 0 | 0 | 0 | 0 | 0 | 0 | 0 | 0 | 0 | 0 | 0 | 0 | 0 | 0 | 0 | 0 | 0 | 0
19 | 8 | 0 | 0 | 0 | 0 | 0 | 0 | 0 | 0 | 0 | 0 | 0 | 0 | 0 | 0 | 0 | 0 | 0 | 0 | 0 | 0 | 0 | 0 | 0 | 0
19 | 9 | 0 | 0 | 0 | 0 | 0 | 0 | 0 | 0 | 0 | 0 | 0 | 0 | 0 | 0 | 0 | 0 | 0 | 0 | 0 | 0 | 0 | 0 | 0 | 0
19 | 10 | 0 | 0 | 0 | 0 | 0 | 0 | 0 | 0 | 0 | 0 | 0 | 0 | 0 | 0 | 0 | 0 | 0 | 0 | 0 | 0 | 0 | 0 | 0 | 0
19 | 11 | 0 | 0 | 0 | 0 | 0 | 0 | 0 | 0 | 0 | 0 | 0 | 0 | 0 | 0 | 0 | 0 | 0 | 0 | 0 | 0 | 0 | 0 | 0 | 0

## Sold (Generated)
Generation Technology | Year | Day | Hour 0 | Hour 1 | Hour 2 | Hour 3 | Hour 4 | Hour 5 | Hour 6 | Hour 7 | Hour 8 | Hour 9 | Hour 10 | Hour 11 | Hour 12 | Hour 13 | Hour 14 | Hour 15 | Hour 16 | Hour 17 | Hour 18 | Hour 19 | Hour 20 | Hour 21 | Hour 22 | Hour 23
Diesel | 0 | 0 | 0 | 0 | 0 | 0 | 0 | 0 | 0 | 0 | 0 | 0 | 0 | 0 | 0 | 0 | 0 | 0 | 0 | 0 | 0 | 0 | 0 | 0 | 0 | 0
Diesel | 0 | 1 | 0 | 0 | 0 | 0 | 0 | 0 | 0 | 0 | 0 | 0 | 0 | 0 | 0 | 0 | 0 | 0 | 0 | 0 | 0 | 0 | 0 | 0 | 0 | 0
Diesel | 0 | 2 | 0 | 0 | 0 | 0 | 0 | 0 | 0 | 0 | 0 | 0 | 0 | 0 | 0 | 0 | 0 | 0 | 0 | 0 | 0 | 0 | 0 | 0 | 0 | 0
Diesel | 0 | 3 | 0 | 0 | 0 | 0 | 0 | 0 | 0 | 0 | 0 | 0 | 0 | 0 | 0 | 0 | 0 | 0 | 0 | 0 | 0 | 0 | 0 | 0 | 0 | 0
Diesel | 0 | 4 | 0 | 0 | 0 | 0 | 0 | 0 | 0 | 0 | 0 | 0 | 0 | 0 | 0 | 0 | 0 | 0 | 0 | 0 | 0 | 0 | 0 | 0 | 0 | 0
Diesel | 0 | 5 | 0 | 0 | 0 | 0 | 0 | 0 | 0 | 0 | 0 | 0 | 0 | 0 | 0 | 0 | 0 | 0 | 0 | 0 | 0 | 0 | 0 | 0 | 0 | 0
Diesel | 0 | 6 | 0 | 0 | 0 | 0 | 0 | 0 | 0 | 0 | 0 | 0 | 0 | 0 | 0 | 0 | 0 | 0 | 0 | 0 | 0 | 0 | 0 | 0 | 0 | 0
Diesel | 0 | 7 | 0 | 0 | 0 | 0 | 0 | 0 | 0 | 0 | 0 | 0 | 0 | 0 | 0 | 0 | 0 | 0 | 0 | 0 | 0 | 0 | 0 | 0 | 0 | 0
Diesel | 0 | 8 | 0 | 0 | 0 | 0 | 0 | 0 | 0 | 0 | 0 | 0 | 0 | 0 | 0 | 0 | 0 | 0 | 0 | 0 | 0 | 0 | 0 | 0 | 0 | 0
Diesel | 0 | 9 | 0 | 0 | 0 | 0 | 0 | 0 | 0 | 0 | 0 | 0 | 0 | 0 | 0 | 0 | 0 | 0 | 0 | 0 | 0 | 0 | 0 | 0 | 0 | 0
Diesel | 0 | 10 | 0 | 0 | 0 | 0 | 0 | 0 | 0 | 0 | 0 | 0 | 0 | 0 | 0 | 0 | 0 | 0 | 0 | 0 | 0 | 0 | 0 | 0 | 0 | 0
Diesel | 0 | 11 | 0 | 0 | 0 | 0 | 0 | 0 | 0 | 0 | 0 | 0 | 0 | 0 | 0 | 0 | 0 | 0 | 0 | 0 | 0 | 0 | 0 | 0 | 0 | 0
Diesel | 1 | 0 | 0 | 0 | 0 | 0 | 0 | 0 | 0 | 0 | 0 | 0 | 0 | 0 | 0 | 0 | 0 | 0 | 0 | 0 | 0 | 0 | 0 | 0 | 0 | 0
Diesel | 1 | 1 | 0 | 0 | 0 | 0 | 0 | 0 | 0 | 0 | 0 | 0 | 0 | 0 | 0 | 0 | 0 | 0 | 0 | 0 | 0 | 0 | 0 | 0 | 0 | 0
Diesel | 1 | 2 | 0 | 0 | 0 | 0 | 0 | 0 | 0 | 0 | 0 | 0 | 0 | 0 | 0 | 0 | 0 | 0 | 0 | 0 | 0 | 0 | 0 | 0 | 0 | 0
Diesel | 1 | 3 | 0 | 0 | 0 | 0 | 0 | 0 | 0 | 0 | 0 | 0 | 0 | 0 | 0 | 0 | 0 | 0 | 0 | 0 | 0 | 0 | 0 | 0 | 0 | 0
Diesel | 1 | 4 | 0 | 0 | 0 | 0 | 0 | 0 | 0 | 0 | 0 | 0 | 0 | 0 | 0 | 0 | 0 | 0 | 0 | 0 | 0 | 0 | 0 | 0 | 0 | 0
Diesel | 1 | 5 | 0 | 0 | 0 | 0 | 0 | 0 | 0 | 0 | 0 | 0 | 0 | 0 | 0 | 0 | 0 | 0 | 0 | 0 | 0 | 0 | 0 | 0 | 0 | 0
Diesel | 1 | 6 | 0 | 0 | 0 | 0 | 0 | 0 | 0 | 0 | 0 | 0 | 0 | 0 | 0 | 0 | 0 | 0 | 0 | 0 | 0 | 0 | 0 | 0 | 0 | 0
Diesel | 1 | 7 | 0 | 0 | 0 | 0 | 0 | 0 | 0 | 0 | 0 | 0 | 0 | 0 | 0 | 0 | 0 | 0 | 0 | 0 | 0 | 0 | 0 | 0 | 0 | 0
Diesel | 1 | 8 | 0 | 0 | 0 | 0 | 0 | 0 | 0 | 0 | 0 | 0 | 0 | 0 | 0 | 0 | 0 | 0 | 0 | 0 | 0 | 0 | 0 | 0 | 0 | 0
Diesel | 1 | 9 | 0 | 0 | 0 | 0 | 0 | 0 | 0 | 0 | 0 | 0 | 0 | 0 | 0 | 0 | 0 | 0 | 0 | 0 | 0 | 0 | 0 | 0 | 0 | 0
Diesel | 1 | 10 | 0 | 0 | 0 | 0 | 0 | 0 | 0 | 0 | 0 | 0 | 0 | 0 | 0 | 0 | 0 | 0 | 0 | 0 | 0 | 0 | 0 | 0 | 0 | 0
Diesel | 1 | 11 | 0 | 0 | 0 | 0 | 0 | 0 | 0 | 0 | 0 | 0 | 0 | 0 | 0 | 0 | 0 | 0 | 0 | 0 | 0 | 0 | 0 | 0 | 0 | 0
Diesel | 2 | 0 | 0 | 0 | 0 | 0 | 0 | 0 | 0 | 0 | 0 | 0 | 0 | 0 | 0 | 0 | 0 | 0 | 0 | 0 | 0 | 0 | 0 | 0 | 0 | 0
Diesel | 2 | 1 | 0 | 0 | 0 | 0 | 0 | 0 | 0 | 0 | 0 | 0 | 0 | 0 | 0 | 0 | 0 | 0 | 0 | 0 | 0 | 0 | 0 | 0 | 0 | 0
Diesel | 2 | 2 | 0 | 0 | 0 | 0 | 0 | 0 | 0 | 0 | 0 | 0 | 0 | 0 | 0 | 0 | 0 | 0 | 0 | 0 | 0 | 0 | 0 | 0 | 0 | 0
Diesel | 2 | 3 | 0 | 0 | 0 | 0 | 0 | 0 | 0 | 0 | 0 | 0 | 0 | 0 | 0 | 0 | 0 | 0 | 0 | 0 | 0 | 0 | 0 | 0 | 0 | 0
Diesel | 2 | 4 | 0 | 0 | 0 | 0 | 0 | 0 | 0 | 0 | 0 | 0 | 0 | 0 | 0 | 0 | 0 | 0 | 0 | 0 | 0 | 0 | 0 | 0 | 0 | 0
Diesel | 2 | 5 | 0 | 0 | 0 | 0 | 0 | 0 | 0 | 0 | 0 | 0 | 0 | 0 | 0 | 0 | 0 | 0 | 0 | 0 | 0 | 0 | 0 | 0 | 0 | 0
Diesel | 2 | 6 | 0 | 0 | 0 | 0 | 0 | 0 | 0 | 0 | 0 | 0 | 0 | 0 | 0 | 0 | 0 | 0 | 0 | 0 | 0 | 0 | 0 | 0 | 0 | 0
Diesel | 2 | 7 | 0 | 0 | 0 | 0 | 0 | 0 | 0 | 0 | 0 | 0 | 0 | 0 | 0 | 0 | 0 | 0 | 0 | 0 | 0 | 0 | 0 | 0 | 0 | 0
Diesel | 2 | 8 | 0 | 0 | 0 | 0 | 0 | 0 | 0 | 0 | 0 | 0 | 0 | 0 | 0 | 0 | 0 | 0 | 0 | 0 | 0 | 0 | 0 | 0 | 0 | 0
Diesel | 2 | 9 | 0 | 0 | 0 | 0 | 0 | 0 | 0 | 0 | 0 | 0 | 0 | 0 | 0 | 0 | 0 | 0 | 0 | 0 | 0 | 0 | 0 | 0 | 0 | 0
Diesel | 2 | 10 | 0 | 0 | 0 | 0 | 0 | 0 | 0 | 0 | 0 | 0 | 0 | 0 | 0 | 0 | 0 | 0 | 0 | 0 | 0 | 0 | 0 | 0 | 0 | 0
Diesel | 2 | 11 | 0 | 0 | 0 | 0 | 0 | 0 | 0 | 0 | 0 | 0 | 0 | 0 | 0 | 0 | 0 | 0 | 0 | 0 | 0 | 0 | 0 | 0 | 0 | 0
Diesel | 3 | 0 | 0 | 0 | 0 | 0 | 0 | 0 | 0 | 0 | 0 | 0 | 0 | 0 | 0 | 0 | 0 | 0 | 0 | 0 | 0 | 0 | 0 | 0 | 0 | 0
Diesel | 3 | 1 | 0 | 0 | 0 | 0 | 0 | 0 | 0 | 0 | 0 | 0 | 0 | 0 | 0 | 0 | 0 | 0 | 0 | 0 | 0 | 0 | 0 | 0 | 0 | 0
Diesel | 3 | 2 | 0 | 0 | 0 | 0 | 0 | 0 | 0 | 0 | 0 | 0 | 0 | 0 | 0 | 0 | 0 | 0 | 0 | 0 | 0 | 0 | 0 | 0 | 0 | 0
Diesel | 3 | 3 | 0 | 0 | 0 | 0 | 0 | 0 | 0 | 0 | 0 | 0 | 0 | 0 | 0 | 0 | 0 | 0 | 0 | 0 | 0 | 0 | 0 | 0 | 0 | 0
Diesel | 3 | 4 | 0 | 0 | 0 | 0 | 0 | 0 | 0 | 0 | 0 | 0 | 0 | 0 | 0 | 0 | 0 | 0 | 0 | 0 | 0 | 0 | 0 | 0 | 0 | 0
Diesel | 3 | 5 | 0 | 0 | 0 | 0 | 0 | 0 | 0 | 0 | 0 | 0 | 0 | 0 | 0 | 0 | 0 | 0 | 0 | 0 | 0 | 0 | 0 | 0 | 0 | 0
Diesel | 3 | 6 | 0 | 0 | 0 | 0 | 0 | 0 | 0 | 0 | 0 | 0 | 0 | 0 | 0 | 0 | 0 | 0 | 0 | 0 | 0 | 0 | 0 | 0 | 0 | 0
Diesel | 3 | 7 | 0 | 0 | 0 | 0 | 0 | 0 | 0 | 0 | 0 | 0 | 0 | 0 | 0 | 0 | 0 | 0 | 0 | 0 | 0 | 0 | 0 | 0 | 0 | 0
Diesel | 3 | 8 | 0 | 0 | 0 | 0 | 0 | 0 | 0 | 0 | 0 | 0 | 0 | 0 | 0 | 0 | 0 | 0 | 0 | 0 | 0 | 0 | 0 | 0 | 0 | 0
Diesel | 3 | 9 | 0 | 0 | 0 | 0 | 0 | 0 | 0 | 0 | 0 | 0 | 0 | 0 | 0 | 0 | 0 | 0 | 0 | 0 | 0 | 0 | 0 | 0 | 0 | 0
Diesel | 3 | 10 | 0 | 0 | 0 | 0 | 0 | 0 | 0 | 0 | 0 | 0 | 0 | 0 | 0 | 0 | 0 | 0 | 0 | 0 | 0 | 0 | 0 | 0 | 0 | 0
Diesel | 3 | 11 | 0 | 0 | 0 | 0 | 0 | 0 | 0 | 0 | 0 | 0 | 0 | 0 | 0 | 0 | 0 | 0 | 0 | 0 | 0 | 0 | 0 | 0 | 0 | 0
Diesel | 4 | 0 | 0 | 0 | 0 | 0 | 0 | 0 | 0 | 0 | 0 | 0 | 0 | 0 | 0 | 0 | 0 | 0 | 0 | 0 | 0 | 0 | 0 | 0 | 0 | 0
Diesel | 4 | 1 | 0 | 0 | 0 | 0 | 0 | 0 | 0 | 0 | 0 | 0 | 0 | 0 | 0 | 0 | 0 | 0 | 0 | 0 | 0 | 0 | 0 | 0 | 0 | 0
Diesel | 4 | 2 | 0 | 0 | 0 | 0 | 0 | 0 | 0 | 0 | 0 | 0 | 0 | 0 | 0 | 0 | 0 | 0 | 0 | 0 | 0 | 0 | 0 | 0 | 0 | 0
Diesel | 4 | 3 | 0 | 0 | 0 | 0 | 0 | 0 | 0 | 0 | 0 | 0 | 0 | 0 | 0 | 0 | 0 | 0 | 0 | 0 | 0 | 0 | 0 | 0 | 0 | 0
Diesel | 4 | 4 | 0 | 0 | 0 | 0 | 0 | 0 | 0 | 0 | 0 | 0 | 0 | 0 | 0 | 0 | 0 | 0 | 0 | 0 | 0 | 0 | 0 | 0 | 0 | 0
Diesel | 4 | 5 | 0 | 0 | 0 | 0 | 0 | 0 | 0 | 0 | 0 | 0 | 0 | 0 | 0 | 0 | 0 | 0 | 0 | 0 | 0 | 0 | 0 | 0 | 0 | 0
Diesel | 4 | 6 | 0 | 0 | 0 | 0 | 0 | 0 | 0 | 0 | 0 | 0 | 0 | 0 | 0 | 0 | 0 | 0 | 0 | 0 | 0 | 0 | 0 | 0 | 0 | 0
Diesel | 4 | 7 | 0 | 0 | 0 | 0 | 0 | 0 | 0 | 0 | 0 | 0 | 0 | 0 | 0 | 0 | 0 | 0 | 0 | 0 | 0 | 0 | 0 | 0 | 0 | 0
Diesel | 4 | 8 | 0 | 0 | 0 | 0 | 0 | 0 | 0 | 0 | 0 | 0 | 0 | 0 | 0 | 0 | 0 | 0 | 0 | 0 | 0 | 0 | 0 | 0 | 0 | 0
Diesel | 4 | 9 | 0 | 0 | 0 | 0 | 0 | 0 | 0 | 0 | 0 | 0 | 0 | 0 | 0 | 0 | 0 | 0 | 0 | 0 | 0 | 0 | 0 | 0 | 0 | 0
Diesel | 4 | 10 | 0 | 0 | 0 | 0 | 0 | 0 | 0 | 0 | 0 | 0 | 0 | 0 | 0 | 0 | 0 | 0 | 0 | 0 | 0 | 0 | 0 | 0 | 0 | 0
Diesel | 4 | 11 | 0 | 0 | 0 | 0 | 0 | 0 | 0 | 0 | 0 | 0 | 0 | 0 | 0 | 0 | 0 | 0 | 0 | 0 | 0 | 0 | 0 | 0 | 0 | 0
Diesel | 5 | 0 | 0 | 0 | 0 | 0 | 0 | 0 | 0 | 0 | 0 | 0 | 0 | 0 | 0 | 0 | 0 | 0 | 0 | 0 | 0 | 0 | 0 | 0 | 0 | 0
Diesel | 5 | 1 | 0 | 0 | 0 | 0 | 0 | 0 | 0 | 0 | 0 | 0 | 0 | 0 | 0 | 0 | 0 | 0 | 0 | 0 | 0 | 0 | 0 | 0 | 0 | 0
Diesel | 5 | 2 | 0 | 0 | 0 | 0 | 0 | 0 | 0 | 0 | 0 | 0 | 0 | 0 | 0 | 0 | 0 | 0 | 0 | 0 | 0 | 0 | 0 | 0 | 0 | 0
Diesel | 5 | 3 | 0 | 0 | 0 | 0 | 0 | 0 | 0 | 0 | 0 | 0 | 0 | 0 | 0 | 0 | 0 | 0 | 0 | 0 | 0 | 0 | 0 | 0 | 0 | 0
Diesel | 5 | 4 | 0 | 0 | 0 | 0 | 0 | 0 | 0 | 0 | 0 | 0 | 0 | 0 | 0 | 0 | 0 | 0 | 0 | 0 | 0 | 0 | 0 | 0 | 0 | 0
Diesel | 5 | 5 | 0 | 0 | 0 | 0 | 0 | 0 | 0 | 0 | 0 | 0 | 0 | 0 | 0 | 0 | 0 | 0 | 0 | 0 | 0 | 0 | 0 | 0 | 0 | 0
Diesel | 5 | 6 | 0 | 0 | 0 | 0 | 0 | 0 | 0 | 0 | 0 | 0 | 0 | 0 | 0 | 0 | 0 | 0 | 0 | 0 | 0 | 0 | 0 | 0 | 0 | 0
Diesel | 5 | 7 | 0 | 0 | 0 | 0 | 0 | 0 | 0 | 0 | 0 | 0 | 0 | 0 | 0 | 0 | 0 | 0 | 0 | 0 | 0 | 0 | 0 | 0 | 0 | 0
Diesel | 5 | 8 | 0 | 0 | 0 | 0 | 0 | 0 | 0 | 0 | 0 | 0 | 0 | 0 | 0 | 0 | 0 | 0 | 0 | 0 | 0 | 0 | 0 | 0 | 0 | 0
Diesel | 5 | 9 | 0 | 0 | 0 | 0 | 0 | 0 | 0 | 0 | 0 | 0 | 0 | 0 | 0 | 0 | 0 | 0 | 0 | 0 | 0 | 0 | 0 | 0 | 0 | 0
Diesel | 5 | 10 | 0 | 0 | 0 | 0 | 0 | 0 | 0 | 0 | 0 | 0 | 0 | 0 | 0 | 0 | 0 | 0 | 0 | 0 | 0 | 0 | 0 | 0 | 0 | 0
Diesel | 5 | 11 | 0 | 0 | 0 | 0 | 0 | 0 | 0 | 0 | 0 | 0 | 0 | 0 | 0 | 0 | 0 | 0 | 0 | 0 | 0 | 0 | 0 | 0 | 0 | 0
Diesel | 6 | 0 | 0 | 0 | 0 | 0 | 0 | 0 | 0 | 0 | 0 | 0 | 0 | 0 | 0 | 0 | 0 | 0 | 0 | 0 | 0 | 0 | 0 | 0 | 0 | 0
Diesel | 6 | 1 | 0 | 0 | 0 | 0 | 0 | 0 | 0 | 0 | 0 | 0 | 0 | 0 | 0 | 0 | 0 | 0 | 0 | 0 | 0 | 0 | 0 | 0 | 0 | 0
Diesel | 6 | 2 | 0 | 0 | 0 | 0 | 0 | 0 | 0 | 0 | 0 | 0 | 0 | 0 | 0 | 0 | 0 | 0 | 0 | 0 | 0 | 0 | 0 | 0 | 0 | 0
Diesel | 6 | 3 | 0 | 0 | 0 | 0 | 0 | 0 | 0 | 0 | 0 | 0 | 0 | 0 | 0 | 0 | 0 | 0 | 0 | 0 | 0 | 0 | 0 | 0 | 0 | 0
Diesel | 6 | 4 | 0 | 0 | 0 | 0 | 0 | 0 | 0 | 0 | 0 | 0 | 0 | 0 | 0 | 0 | 0 | 0 | 0 | 0 | 0 | 0 | 0 | 0 | 0 | 0
Diesel | 6 | 5 | 0 | 0 | 0 | 0 | 0 | 0 | 0 | 0 | 0 | 0 | 0 | 0 | 0 | 0 | 0 | 0 | 0 | 0 | 0 | 0 | 0 | 0 | 0 | 0
Diesel | 6 | 6 | 0 | 0 | 0 | 0 | 0 | 0 | 0 | 0 | 0 | 0 | 0 | 0 | 0 | 0 | 0 | 0 | 0 | 0 | 0 | 0 | 0 | 0 | 0 | 0
Diesel | 6 | 7 | 0 | 0 | 0 | 0 | 0 | 0 | 0 | 0 | 0 | 0 | 0 | 0 | 0 | 0 | 0 | 0 | 0 | 0 | 0 | 0 | 0 | 0 | 0 | 0
Diesel | 6 | 8 | 0 | 0 | 0 | 0 | 0 | 0 | 0 | 0 | 0 | 0 | 0 | 0 | 0 | 0 | 0 | 0 | 0 | 0 | 0 | 0 | 0 | 0 | 0 | 0
Diesel | 6 | 9 | 0 | 0 | 0 | 0 | 0 | 0 | 0 | 0 | 0 | 0 | 0 | 0 | 0 | 0 | 0 | 0 | 0 | 0 | 0 | 0 | 0 | 0 | 0 | 0
Diesel | 6 | 10 | 0 | 0 | 0 | 0 | 0 | 0 | 0 | 0 | 0 | 0 | 0 | 0 | 0 | 0 | 0 | 0 | 0 | 0 | 0 | 0 | 0 | 0 | 0 | 0
Diesel | 6 | 11 | 0 | 0 | 0 | 0 | 0 | 0 | 0 | 0 | 0 | 0 | 0 | 0 | 0 | 0 | 0 | 0 | 0 | 0 | 0 | 0 | 0 | 0 | 0 | 0
Diesel | 7 | 0 | 0 | 0 | 0 | 0 | 0 | 0 | 0 | 0 | 0 | 0 | 0 | 0 | 0 | 0 | 0 | 0 | 0 | 0 | 0 | 0 | 0 | 0 | 0 | 0
Diesel | 7 | 1 | 0 | 0 | 0 | 0 | 0 | 0 | 0 | 0 | 0 | 0 | 0 | 0 | 0 | 0 | 0 | 0 | 0 | 0 | 0 | 0 | 0 | 0 | 0 | 0
Diesel | 7 | 2 | 0 | 0 | 0 | 0 | 0 | 0 | 0 | 0 | 0 | 0 | 0 | 0 | 0 | 0 | 0 | 0 | 0 | 0 | 0 | 0 | 0 | 0 | 0 | 0
Diesel | 7 | 3 | 0 | 0 | 0 | 0 | 0 | 0 | 0 | 0 | 0 | 0 | 0 | 0 | 0 | 0 | 0 | 0 | 0 | 0 | 0 | 0 | 0 | 0 | 0 | 0
Diesel | 7 | 4 | 0 | 0 | 0 | 0 | 0 | 0 | 0 | 0 | 0 | 0 | 0 | 0 | 0 | 0 | 0 | 0 | 0 | 0 | 0 | 0 | 0 | 0 | 0 | 0
Diesel | 7 | 5 | 0 | 0 | 0 | 0 | 0 | 0 | 0 | 0 | 0 | 0 | 0 | 0 | 0 | 0 | 0 | 0 | 0 | 0 | 0 | 0 | 0 | 0 | 0 | 0
Diesel | 7 | 6 | 0 | 0 | 0 | 0 | 0 | 0 | 0 | 0 | 0 | 0 | 0 | 0 | 0 | 0 | 0 | 0 | 0 | 0 | 0 | 0 | 0 | 0 | 0 | 0
Diesel | 7 | 7 | 0 | 0 | 0 | 0 | 0 | 0 | 0 | 0 | 0 | 0 | 0 | 0 | 0 | 0 | 0 | 0 | 0 | 0 | 0 | 0 | 0 | 0 | 0 | 0
Diesel | 7 | 8 | 0 | 0 | 0 | 0 | 0 | 0 | 0 | 0 | 0 | 0 | 0 | 0 | 0 | 0 | 0 | 0 | 0 | 0 | 0 | 0 | 0 | 0 | 0 | 0
Diesel | 7 | 9 | 0 | 0 | 0 | 0 | 0 | 0 | 0 | 0 | 0 | 0 | 0 | 0 | 0 | 0 | 0 | 0 | 0 | 0 | 0 | 0 | 0 | 0 | 0 | 0
Diesel | 7 | 10 | 0 | 0 | 0 | 0 | 0 | 0 | 0 | 0 | 0 | 0 | 0 | 0 | 0 | 0 | 0 | 0 | 0 | 0 | 0 | 0 | 0 | 0 | 0 | 0
Diesel | 7 | 11 | 0 | 0 | 0 | 0 | 0 | 0 | 0 | 0 | 0 | 0 | 0 | 0 | 0 | 0 | 0 | 0 | 0 | 0 | 0 | 0 | 0 | 0 | 0 | 0
Diesel | 8 | 0 | 0 | 0 | 0 | 0 | 0 | 0 | 0 | 0 | 0 | 0 | 0 | 0 | 0 | 0 | 0 | 0 | 0 | 0 | 0 | 0 | 0 | 0 | 0 | 0
Diesel | 8 | 1 | 0 | 0 | 0 | 0 | 0 | 0 | 0 | 0 | 0 | 0 | 0 | 0 | 0 | 0 | 0 | 0 | 0 | 0 | 0 | 0 | 0 | 0 | 0 | 0
Diesel | 8 | 2 | 0 | 0 | 0 | 0 | 0 | 0 | 0 | 0 | 0 | 0 | 0 | 0 | 0 | 0 | 0 | 0 | 0 | 0 | 0 | 0 | 0 | 0 | 0 | 0
Diesel | 8 | 3 | 0 | 0 | 0 | 0 | 0 | 0 | 0 | 0 | 0 | 0 | 0 | 0 | 0 | 0 | 0 | 0 | 0 | 0 | 0 | 0 | 0 | 0 | 0 | 0
Diesel | 8 | 4 | 0 | 0 | 0 | 0 | 0 | 0 | 0 | 0 | 0 | 0 | 0 | 0 | 0 | 0 | 0 | 0 | 0 | 0 | 0 | 0 | 0 | 0 | 0 | 0
Diesel | 8 | 5 | 0 | 0 | 0 | 0 | 0 | 0 | 0 | 0 | 0 | 0 | 0 | 0 | 0 | 0 | 0 | 0 | 0 | 0 | 0 | 0 | 0 | 0 | 0 | 0
Diesel | 8 | 6 | 0 | 0 | 0 | 0 | 0 | 0 | 0 | 0 | 0 | 0 | 0 | 0 | 0 | 0 | 0 | 0 | 0 | 0 | 0 | 0 | 0 | 0 | 0 | 0
Diesel | 8 | 7 | 0 | 0 | 0 | 0 | 0 | 0 | 0 | 0 | 0 | 0 | 0 | 0 | 0 | 0 | 0 | 0 | 0 | 0 | 0 | 0 | 0 | 0 | 0 | 0
Diesel | 8 | 8 | 0 | 0 | 0 | 0 | 0 | 0 | 0 | 0 | 0 | 0 | 0 | 0 | 0 | 0 | 0 | 0 | 0 | 0 | 0 | 0 | 0 | 0 | 0 | 0
Diesel | 8 | 9 | 0 | 0 | 0 | 0 | 0 | 0 | 0 | 0 | 0 | 0 | 0 | 0 | 0 | 0 | 0 | 0 | 0 | 0 | 0 | 0 | 0 | 0 | 0 | 0
Diesel | 8 | 10 | 0 | 0 | 0 | 0 | 0 | 0 | 0 | 0 | 0 | 0 | 0 | 0 | 0 | 0 | 0 | 0 | 0 | 0 | 0 | 0 | 0 | 0 | 0 | 0
Diesel | 8 | 11 | 0 | 0 | 0 | 0 | 0 | 0 | 0 | 0 | 0 | 0 | 0 | 0 | 0 | 0 | 0 | 0 | 0 | 0 | 0 | 0 | 0 | 0 | 0 | 0
Diesel | 9 | 0 | 0 | 0 | 0 | 0 | 0 | 0 | 0 | 0 | 0 | 0 | 0 | 0 | 0 | 0 | 0 | 0 | 0 | 0 | 0 | 0 | 0 | 0 | 0 | 0
Diesel | 9 | 1 | 0 | 0 | 0 | 0 | 0 | 0 | 0 | 0 | 0 | 0 | 0 | 0 | 0 | 0 | 0 | 0 | 0 | 0 | 0 | 0 | 0 | 0 | 0 | 0
Diesel | 9 | 2 | 0 | 0 | 0 | 0 | 0 | 0 | 0 | 0 | 0 | 0 | 0 | 0 | 0 | 0 | 0 | 0 | 0 | 0 | 0 | 0 | 0 | 0 | 0 | 0
Diesel | 9 | 3 | 0 | 0 | 0 | 0 | 0 | 0 | 0 | 0 | 0 | 0 | 0 | 0 | 0 | 0 | 0 | 0 | 0 | 0 | 0 | 0 | 0 | 0 | 0 | 0
Diesel | 9 | 4 | 0 | 0 | 0 | 0 | 0 | 0 | 0 | 0 | 0 | 0 | 0 | 0 | 0 | 0 | 0 | 0 | 0 | 0 | 0 | 0 | 0 | 0 | 0 | 0
Diesel | 9 | 5 | 0 | 0 | 0 | 0 | 0 | 0 | 0 | 0 | 0 | 0 | 0 | 0 | 0 | 0 | 0 | 0 | 0 | 0 | 0 | 0 | 0 | 0 | 0 | 0
Diesel | 9 | 6 | 0 | 0 | 0 | 0 | 0 | 0 | 0 | 0 | 0 | 0 | 0 | 0 | 0 | 0 | 0 | 0 | 0 | 0 | 0 | 0 | 0 | 0 | 0 | 0
Diesel | 9 | 7 | 0 | 0 | 0 | 0 | 0 | 0 | 0 | 0 | 0 | 0 | 0 | 0 | 0 | 0 | 0 | 0 | 0 | 0 | 0 | 0 | 0 | 0 | 0 | 0
Diesel | 9 | 8 | 0 | 0 | 0 | 0 | 0 | 0 | 0 | 0 | 0 | 0 | 0 | 0 | 0 | 0 | 0 | 0 | 0 | 0 | 0 | 0 | 0 | 0 | 0 | 0
Diesel | 9 | 9 | 0 | 0 | 0 | 0 | 0 | 0 | 0 | 0 | 0 | 0 | 0 | 0 | 0 | 0 | 0 | 0 | 0 | 0 | 0 | 0 | 0 | 0 | 0 | 0
Diesel | 9 | 10 | 0 | 0 | 0 | 0 | 0 | 0 | 0 | 0 | 0 | 0 | 0 | 0 | 0 | 0 | 0 | 0 | 0 | 0 | 0 | 0 | 0 | 0 | 0 | 0
Diesel | 9 | 11 | 0 | 0 | 0 | 0 | 0 | 0 | 0 | 0 | 0 | 0 | 0 | 0 | 0 | 0 | 0 | 0 | 0 | 0 | 0 | 0 | 0 | 0 | 0 | 0
Diesel | 10 | 0 | 0 | 0 | 0 | 0 | 0 | 0 | 0 | 0 | 0 | 0 | 0 | 0 | 0 | 0 | 0 | 0 | 0 | 0 | 0 | 0 | 0 | 0 | 0 | 0
Diesel | 10 | 1 | 0 | 0 | 0 | 0 | 0 | 0 | 0 | 0 | 0 | 0 | 0 | 0 | 0 | 0 | 0 | 0 | 0 | 0 | 0 | 0 | 0 | 0 | 0 | 0
Diesel | 10 | 2 | 0 | 0 | 0 | 0 | 0 | 0 | 0 | 0 | 0 | 0 | 0 | 0 | 0 | 0 | 0 | 0 | 0 | 0 | 0 | 0 | 0 | 0 | 0 | 0
Diesel | 10 | 3 | 0 | 0 | 0 | 0 | 0 | 0 | 0 | 0 | 0 | 0 | 0 | 0 | 0 | 0 | 0 | 0 | 0 | 0 | 0 | 0 | 0 | 0 | 0 | 0
Diesel | 10 | 4 | 0 | 0 | 0 | 0 | 0 | 0 | 0 | 0 | 0 | 0 | 0 | 0 | 0 | 0 | 0 | 0 | 0 | 0 | 0 | 0 | 0 | 0 | 0 | 0
Diesel | 10 | 5 | 0 | 0 | 0 | 0 | 0 | 0 | 0 | 0 | 0 | 0 | 0 | 0 | 0 | 0 | 0 | 0 | 0 | 0 | 0 | 0 | 0 | 0 | 0 | 0
Diesel | 10 | 6 | 0 | 0 | 0 | 0 | 0 | 0 | 0 | 0 | 0 | 0 | 0 | 0 | 0 | 0 | 0 | 0 | 0 | 0 | 0 | 0 | 0 | 0 | 0 | 0
Diesel | 10 | 7 | 0 | 0 | 0 | 0 | 0 | 0 | 0 | 0 | 0 | 0 | 0 | 0 | 0 | 0 | 0 | 0 | 0 | 0 | 0 | 0 | 0 | 0 | 0 | 0
Diesel | 10 | 8 | 0 | 0 | 0 | 0 | 0 | 0 | 0 | 0 | 0 | 0 | 0 | 0 | 0 | 0 | 0 | 0 | 0 | 0 | 0 | 0 | 0 | 0 | 0 | 0
Diesel | 10 | 9 | 0 | 0 | 0 | 0 | 0 | 0 | 0 | 0 | 0 | 0 | 0 | 0 | 0 | 0 | 0 | 0 | 0 | 0 | 0 | 0 | 0 | 0 | 0 | 0
Diesel | 10 | 10 | 0 | 0 | 0 | 0 | 0 | 0 | 0 | 0 | 0 | 0 | 0 | 0 | 0 | 0 | 0 | 0 | 0 | 0 | 0 | 0 | 0 | 0 | 0 | 0
Diesel | 10 | 11 | 0 | 0 | 0 | 0 | 0 | 0 | 0 | 0 | 0 | 0 | 0 | 0 | 0 | 0 | 0 | 0 | 0 | 0 | 0 | 0 | 0 | 0 | 0 | 0
Diesel | 11 | 0 | 0 | 0 | 0 | 0 | 0 | 0 | 0 | 0 | 0 | 0 | 0 | 0 | 0 | 0 | 0 | 0 | 0 | 0 | 0 | 0 | 0 | 0 | 0 | 0
Diesel | 11 | 1 | 0 | 0 | 0 | 0 | 0 | 0 | 0 | 0 | 0 | 0 | 0 | 0 | 0 | 0 | 0 | 0 | 0 | 0 | 0 | 0 | 0 | 0 | 0 | 0
Diesel | 11 | 2 | 0 | 0 | 0 | 0 | 0 | 0 | 0 | 0 | 0 | 0 | 0 | 0 | 0 | 0 | 0 | 0 | 0 | 0 | 0 | 0 | 0 | 0 | 0 | 0
Diesel | 11 | 3 | 0 | 0 | 0 | 0 | 0 | 0 | 0 | 0 | 0 | 0 | 0 | 0 | 0 | 0 | 0 | 0 | 0 | 0 | 0 | 0 | 0 | 0 | 0 | 0
Diesel | 11 | 4 | 0 | 0 | 0 | 0 | 0 | 0 | 0 | 0 | 0 | 0 | 0 | 0 | 0 | 0 | 0 | 0 | 0 | 0 | 0 | 0 | 0 | 0 | 0 | 0
Diesel | 11 | 5 | 0 | 0 | 0 | 0 | 0 | 0 | 0 | 0 | 0 | 0 | 0 | 0 | 0 | 0 | 0 | 0 | 0 | 0 | 0 | 0 | 0 | 0 | 0 | 0
Diesel | 11 | 6 | 0 | 0 | 0 | 0 | 0 | 0 | 0 | 0 | 0 | 0 | 0 | 0 | 0 | 0 | 0 | 0 | 0 | 0 | 0 | 0 | 0 | 0 | 0 | 0
Diesel | 11 | 7 | 0 | 0 | 0 | 0 | 0 | 0 | 0 | 0 | 0 | 0 | 0 | 0 | 0 | 0 | 0 | 0 | 0 | 0 | 0 | 0 | 0 | 0 | 0 | 0
Diesel | 11 | 8 | 0 | 0 | 0 | 0 | 0 | 0 | 0 | 0 | 0 | 0 | 0 | 0 | 0 | 0 | 0 | 0 | 0 | 0 | 0 | 0 | 0 | 0 | 0 | 0
Diesel | 11 | 9 | 0 | 0 | 0 | 0 | 0 | 0 | 0 | 0 | 0 | 0 | 0 | 0 | 0 | 0 | 0 | 0 | 0 | 0 | 0 | 0 | 0 | 0 | 0 | 0
Diesel | 11 | 10 | 0 | 0 | 0 | 0 | 0 | 0 | 0 | 0 | 0 | 0 | 0 | 0 | 0 | 0 | 0 | 0 | 0 | 0 | 0 | 0 | 0 | 0 | 0 | 0
Diesel | 11 | 11 | 0 | 0 | 0 | 0 | 0 | 0 | 0 | 0 | 0 | 0 | 0 | 0 | 0 | 0 | 0 | 0 | 0 | 0 | 0 | 0 | 0 | 0 | 0 | 0
Diesel | 12 | 0 | 0 | 0 | 0 | 0 | 0 | 0 | 0 | 0 | 0 | 0 | 0 | 0 | 0 | 0 | 0 | 0 | 0 | 0 | 0 | 0 | 0 | 0 | 0 | 0
Diesel | 12 | 1 | 0 | 0 | 0 | 0 | 0 | 0 | 0 | 0 | 0 | 0 | 0 | 0 | 0 | 0 | 0 | 0 | 0 | 0 | 0 | 0 | 0 | 0 | 0 | 0
Diesel | 12 | 2 | 0 | 0 | 0 | 0 | 0 | 0 | 0 | 0 | 0 | 0 | 0 | 0 | 0 | 0 | 0 | 0 | 0 | 0 | 0 | 0 | 0 | 0 | 0 | 0
Diesel | 12 | 3 | 0 | 0 | 0 | 0 | 0 | 0 | 0 | 0 | 0 | 0 | 0 | 0 | 0 | 0 | 0 | 0 | 0 | 0 | 0 | 0 | 0 | 0 | 0 | 0
Diesel | 12 | 4 | 0 | 0 | 0 | 0 | 0 | 0 | 0 | 0 | 0 | 0 | 0 | 0 | 0 | 0 | 0 | 0 | 0 | 0 | 0 | 0 | 0 | 0 | 0 | 0
Diesel | 12 | 5 | 0 | 0 | 0 | 0 | 0 | 0 | 0 | 0 | 0 | 0 | 0 | 0 | 0 | 0 | 0 | 0 | 0 | 0 | 0 | 0 | 0 | 0 | 0 | 0
Diesel | 12 | 6 | 0 | 0 | 0 | 0 | 0 | 0 | 0 | 0 | 0 | 0 | 0 | 0 | 0 | 0 | 0 | 0 | 0 | 0 | 0 | 0 | 0 | 0 | 0 | 0
Diesel | 12 | 7 | 0 | 0 | 0 | 0 | 0 | 0 | 0 | 0 | 0 | 0 | 0 | 0 | 0 | 0 | 0 | 0 | 0 | 0 | 0 | 0 | 0 | 0 | 0 | 0
Diesel | 12 | 8 | 0 | 0 | 0 | 0 | 0 | 0 | 0 | 0 | 0 | 0 | 0 | 0 | 0 | 0 | 0 | 0 | 0 | 0 | 0 | 0 | 0 | 0 | 0 | 0
Diesel | 12 | 9 | 0 | 0 | 0 | 0 | 0 | 0 | 0 | 0 | 0 | 0 | 0 | 0 | 0 | 0 | 0 | 0 | 0 | 0 | 0 | 0 | 0 | 0 | 0 | 0
Diesel | 12 | 10 | 0 | 0 | 0 | 0 | 0 | 0 | 0 | 0 | 0 | 0 | 0 | 0 | 0 | 0 | 0 | 0 | 0 | 0 | 0 | 0 | 0 | 0 | 0 | 0
Diesel | 12 | 11 | 0 | 0 | 0 | 0 | 0 | 0 | 0 | 0 | 0 | 0 | 0 | 0 | 0 | 0 | 0 | 0 | 0 | 0 | 0 | 0 | 0 | 0 | 0 | 0
Diesel | 13 | 0 | 0 | 0 | 0 | 0 | 0 | 0 | 0 | 0 | 0 | 0 | 0 | 0 | 0 | 0 | 0 | 0 | 0 | 0 | 0 | 0 | 0 | 0 | 0 | 0
Diesel | 13 | 1 | 0 | 0 | 0 | 0 | 0 | 0 | 0 | 0 | 0 | 0 | 0 | 0 | 0 | 0 | 0 | 0 | 0 | 0 | 0 | 0 | 0 | 0 | 0 | 0
Diesel | 13 | 2 | 0 | 0 | 0 | 0 | 0 | 0 | 0 | 0 | 0 | 0 | 0 | 0 | 0 | 0 | 0 | 0 | 0 | 0 | 0 | 0 | 0 | 0 | 0 | 0
Diesel | 13 | 3 | 0 | 0 | 0 | 0 | 0 | 0 | 0 | 0 | 0 | 0 | 0 | 0 | 0 | 0 | 0 | 0 | 0 | 0 | 0 | 0 | 0 | 0 | 0 | 0
Diesel | 13 | 4 | 0 | 0 | 0 | 0 | 0 | 0 | 0 | 0 | 0 | 0 | 0 | 0 | 0 | 0 | 0 | 0 | 0 | 0 | 0 | 0 | 0 | 0 | 0 | 0
Diesel | 13 | 5 | 0 | 0 | 0 | 0 | 0 | 0 | 0 | 0 | 0 | 0 | 0 | 0 | 0 | 0 | 0 | 0 | 0 | 0 | 0 | 0 | 0 | 0 | 0 | 0
Diesel | 13 | 6 | 0 | 0 | 0 | 0 | 0 | 0 | 0 | 0 | 0 | 0 | 0 | 0 | 0 | 0 | 0 | 0 | 0 | 0 | 0 | 0 | 0 | 0 | 0 | 0
Diesel | 13 | 7 | 0 | 0 | 0 | 0 | 0 | 0 | 0 | 0 | 0 | 0 | 0 | 0 | 0 | 0 | 0 | 0 | 0 | 0 | 0 | 0 | 0 | 0 | 0 | 0
Diesel | 13 | 8 | 0 | 0 | 0 | 0 | 0 | 0 | 0 | 0 | 0 | 0 | 0 | 0 | 0 | 0 | 0 | 0 | 0 | 0 | 0 | 0 | 0 | 0 | 0 | 0
Diesel | 13 | 9 | 0 | 0 | 0 | 0 | 0 | 0 | 0 | 0 | 0 | 0 | 0 | 0 | 0 | 0 | 0 | 0 | 0 | 0 | 0 | 0 | 0 | 0 | 0 | 0
Diesel | 13 | 10 | 0 | 0 | 0 | 0 | 0 | 0 | 0 | 0 | 0 | 0 | 0 | 0 | 0 | 0 | 0 | 0 | 0 | 0 | 0 | 0 | 0 | 0 | 0 | 0
Diesel | 13 | 11 | 0 | 0 | 0 | 0 | 0 | 0 | 0 | 0 | 0 | 0 | 0 | 0 | 0 | 0 | 0 | 0 | 0 | 0 | 0 | 0 | 0 | 0 | 0 | 0
Diesel | 14 | 0 | 0 | 0 | 0 | 0 | 0 | 0 | 0 | 0 | 0 | 0 | 0 | 0 | 0 | 0 | 0 | 0 | 0 | 0 | 0 | 0 | 0 | 0 | 0 | 0
Diesel | 14 | 1 | 0 | 0 | 0 | 0 | 0 | 0 | 0 | 0 | 0 | 0 | 0 | 0 | 0 | 0 | 0 | 0 | 0 | 0 | 0 | 0 | 0 | 0 | 0 | 0
Diesel | 14 | 2 | 0 | 0 | 0 | 0 | 0 | 0 | 0 | 0 | 0 | 0 | 0 | 0 | 0 | 0 | 0 | 0 | 0 | 0 | 0 | 0 | 0 | 0 | 0 | 0
Diesel | 14 | 3 | 0 | 0 | 0 | 0 | 0 | 0 | 0 | 0 | 0 | 0 | 0 | 0 | 0 | 0 | 0 | 0 | 0 | 0 | 0 | 0 | 0 | 0 | 0 | 0
Diesel | 14 | 4 | 0 | 0 | 0 | 0 | 0 | 0 | 0 | 0 | 0 | 0 | 0 | 0 | 0 | 0 | 0 | 0 | 0 | 0 | 0 | 0 | 0 | 0 | 0 | 0
Diesel | 14 | 5 | 0 | 0 | 0 | 0 | 0 | 0 | 0 | 0 | 0 | 0 | 0 | 0 | 0 | 0 | 0 | 0 | 0 | 0 | 0 | 0 | 0 | 0 | 0 | 0
Diesel | 14 | 6 | 0 | 0 | 0 | 0 | 0 | 0 | 0 | 0 | 0 | 0 | 0 | 0 | 0 | 0 | 0 | 0 | 0 | 0 | 0 | 0 | 0 | 0 | 0 | 0
Diesel | 14 | 7 | 0 | 0 | 0 | 0 | 0 | 0 | 0 | 0 | 0 | 0 | 0 | 0 | 0 | 0 | 0 | 0 | 0 | 0 | 0 | 0 | 0 | 0 | 0 | 0
Diesel | 14 | 8 | 0 | 0 | 0 | 0 | 0 | 0 | 0 | 0 | 0 | 0 | 0 | 0 | 0 | 0 | 0 | 0 | 0 | 0 | 0 | 0 | 0 | 0 | 0 | 0
Diesel | 14 | 9 | 0 | 0 | 0 | 0 | 0 | 0 | 0 | 0 | 0 | 0 | 0 | 0 | 0 | 0 | 0 | 0 | 0 | 0 | 0 | 0 | 0 | 0 | 0 | 0
Diesel | 14 | 10 | 0 | 0 | 0 | 0 | 0 | 0 | 0 | 0 | 0 | 0 | 0 | 0 | 0 | 0 | 0 | 0 | 0 | 0 | 0 | 0 | 0 | 0 | 0 | 0
Diesel | 14 | 11 | 0 | 0 | 0 | 0 | 0 | 0 | 0 | 0 | 0 | 0 | 0 | 0 | 0 | 0 | 0 | 0 | 0 | 0 | 0 | 0 | 0 | 0 | 0 | 0
Diesel | 15 | 0 | 0 | 0 | 0 | 0 | 0 | 0 | 0 | 0 | 0 | 0 | 0 | 0 | 0 | 0 | 0 | 0 | 0 | 0 | 0 | 0 | 0 | 0 | 0 | 0
Diesel | 15 | 1 | 0 | 0 | 0 | 0 | 0 | 0 | 0 | 0 | 0 | 0 | 0 | 0 | 0 | 0 | 0 | 0 | 0 | 0 | 0 | 0 | 0 | 0 | 0 | 0
Diesel | 15 | 2 | 0 | 0 | 0 | 0 | 0 | 0 | 0 | 0 | 0 | 0 | 0 | 0 | 0 | 0 | 0 | 0 | 0 | 0 | 0 | 0 | 0 | 0 | 0 | 0
Diesel | 15 | 3 | 0 | 0 | 0 | 0 | 0 | 0 | 0 | 0 | 0 | 0 | 0 | 0 | 0 | 0 | 0 | 0 | 0 | 0 | 0 | 0 | 0 | 0 | 0 | 0
Diesel | 15 | 4 | 0 | 0 | 0 | 0 | 0 | 0 | 0 | 0 | 0 | 0 | 0 | 0 | 0 | 0 | 0 | 0 | 0 | 0 | 0 | 0 | 0 | 0 | 0 | 0
Diesel | 15 | 5 | 0 | 0 | 0 | 0 | 0 | 0 | 0 | 0 | 0 | 0 | 0 | 0 | 0 | 0 | 0 | 0 | 0 | 0 | 0 | 0 | 0 | 0 | 0 | 0
Diesel | 15 | 6 | 0 | 0 | 0 | 0 | 0 | 0 | 0 | 0 | 0 | 0 | 0 | 0 | 0 | 0 | 0 | 0 | 0 | 0 | 0 | 0 | 0 | 0 | 0 | 0
Diesel | 15 | 7 | 0 | 0 | 0 | 0 | 0 | 0 | 0 | 0 | 0 | 0 | 0 | 0 | 0 | 0 | 0 | 0 | 0 | 0 | 0 | 0 | 0 | 0 | 0 | 0
Diesel | 15 | 8 | 0 | 0 | 0 | 0 | 0 | 0 | 0 | 0 | 0 | 0 | 0 | 0 | 0 | 0 | 0 | 0 | 0 | 0 | 0 | 0 | 0 | 0 | 0 | 0
Diesel | 15 | 9 | 0 | 0 | 0 | 0 | 0 | 0 | 0 | 0 | 0 | 0 | 0 | 0 | 0 | 0 | 0 | 0 | 0 | 0 | 0 | 0 | 0 | 0 | 0 | 0
Diesel | 15 | 10 | 0 | 0 | 0 | 0 | 0 | 0 | 0 | 0 | 0 | 0 | 0 | 0 | 0 | 0 | 0 | 0 | 0 | 0 | 0 | 0 | 0 | 0 | 0 | 0
Diesel | 15 | 11 | 0 | 0 | 0 | 0 | 0 | 0 | 0 | 0 | 0 | 0 | 0 | 0 | 0 | 0 | 0 | 0 | 0 | 0 | 0 | 0 | 0 | 0 | 0 | 0
Diesel | 16 | 0 | 0 | 0 | 0 | 0 | 0 | 0 | 0 | 0 | 0 | 0 | 0 | 0 | 0 | 0 | 0 | 0 | 0 | 0 | 0 | 0 | 0 | 0 | 0 | 0
Diesel | 16 | 1 | 0 | 0 | 0 | 0 | 0 | 0 | 0 | 0 | 0 | 0 | 0 | 0 | 0 | 0 | 0 | 0 | 0 | 0 | 0 | 0 | 0 | 0 | 0 | 0
Diesel | 16 | 2 | 0 | 0 | 0 | 0 | 0 | 0 | 0 | 0 | 0 | 0 | 0 | 0 | 0 | 0 | 0 | 0 | 0 | 0 | 0 | 0 | 0 | 0 | 0 | 0
Diesel | 16 | 3 | 0 | 0 | 0 | 0 | 0 | 0 | 0 | 0 | 0 | 0 | 0 | 0 | 0 | 0 | 0 | 0 | 0 | 0 | 0 | 0 | 0 | 0 | 0 | 0
Diesel | 16 | 4 | 0 | 0 | 0 | 0 | 0 | 0 | 0 | 0 | 0 | 0 | 0 | 0 | 0 | 0 | 0 | 0 | 0 | 0 | 0 | 0 | 0 | 0 | 0 | 0
Diesel | 16 | 5 | 0 | 0 | 0 | 0 | 0 | 0 | 0 | 0 | 0 | 0 | 0 | 0 | 0 | 0 | 0 | 0 | 0 | 0 | 0 | 0 | 0 | 0 | 0 | 0
Diesel | 16 | 6 | 0 | 0 | 0 | 0 | 0 | 0 | 0 | 0 | 0 | 0 | 0 | 0 | 0 | 0 | 0 | 0 | 0 | 0 | 0 | 0 | 0 | 0 | 0 | 0
Diesel | 16 | 7 | 0 | 0 | 0 | 0 | 0 | 0 | 0 | 0 | 0 | 0 | 0 | 0 | 0 | 0 | 0 | 0 | 0 | 0 | 0 | 0 | 0 | 0 | 0 | 0
Diesel | 16 | 8 | 0 | 0 | 0 | 0 | 0 | 0 | 0 | 0 | 0 | 0 | 0 | 0 | 0 | 0 | 0 | 0 | 0 | 0 | 0 | 0 | 0 | 0 | 0 | 0
Diesel | 16 | 9 | 0 | 0 | 0 | 0 | 0 | 0 | 0 | 0 | 0 | 0 | 0 | 0 | 0 | 0 | 0 | 0 | 0 | 0 | 0 | 0 | 0 | 0 | 0 | 0
Diesel | 16 | 10 | 0 | 0 | 0 | 0 | 0 | 0 | 0 | 0 | 0 | 0 | 0 | 0 | 0 | 0 | 0 | 0 | 0 | 0 | 0 | 0 | 0 | 0 | 0 | 0
Diesel | 16 | 11 | 0 | 0 | 0 | 0 | 0 | 0 | 0 | 0 | 0 | 0 | 0 | 0 | 0 | 0 | 0 | 0 | 0 | 0 | 0 | 0 | 0 | 0 | 0 | 0
Diesel | 17 | 0 | 0 | 0 | 0 | 0 | 0 | 0 | 0 | 0 | 0 | 0 | 0 | 0 | 0 | 0 | 0 | 0 | 0 | 0 | 0 | 0 | 0 | 0 | 0 | 0
Diesel | 17 | 1 | 0 | 0 | 0 | 0 | 0 | 0 | 0 | 0 | 0 | 0 | 0 | 0 | 0 | 0 | 0 | 0 | 0 | 0 | 0 | 0 | 0 | 0 | 0 | 0
Diesel | 17 | 2 | 0 | 0 | 0 | 0 | 0 | 0 | 0 | 0 | 0 | 0 | 0 | 0 | 0 | 0 | 0 | 0 | 0 | 0 | 0 | 0 | 0 | 0 | 0 | 0
Diesel | 17 | 3 | 0 | 0 | 0 | 0 | 0 | 0 | 0 | 0 | 0 | 0 | 0 | 0 | 0 | 0 | 0 | 0 | 0 | 0 | 0 | 0 | 0 | 0 | 0 | 0
Diesel | 17 | 4 | 0 | 0 | 0 | 0 | 0 | 0 | 0 | 0 | 0 | 0 | 0 | 0 | 0 | 0 | 0 | 0 | 0 | 0 | 0 | 0 | 0 | 0 | 0 | 0
Diesel | 17 | 5 | 0 | 0 | 0 | 0 | 0 | 0 | 0 | 0 | 0 | 0 | 0 | 0 | 0 | 0 | 0 | 0 | 0 | 0 | 0 | 0 | 0 | 0 | 0 | 0
Diesel | 17 | 6 | 0 | 0 | 0 | 0 | 0 | 0 | 0 | 0 | 0 | 0 | 0 | 0 | 0 | 0 | 0 | 0 | 0 | 0 | 0 | 0 | 0 | 0 | 0 | 0
Diesel | 17 | 7 | 0 | 0 | 0 | 0 | 0 | 0 | 0 | 0 | 0 | 0 | 0 | 0 | 0 | 0 | 0 | 0 | 0 | 0 | 0 | 0 | 0 | 0 | 0 | 0
Diesel | 17 | 8 | 0 | 0 | 0 | 0 | 0 | 0 | 0 | 0 | 0 | 0 | 0 | 0 | 0 | 0 | 0 | 0 | 0 | 0 | 0 | 0 | 0 | 0 | 0 | 0
Diesel | 17 | 9 | 0 | 0 | 0 | 0 | 0 | 0 | 0 | 0 | 0 | 0 | 0 | 0 | 0 | 0 | 0 | 0 | 0 | 0 | 0 | 0 | 0 | 0 | 0 | 0
Diesel | 17 | 10 | 0 | 0 | 0 | 0 | 0 | 0 | 0 | 0 | 0 | 0 | 0 | 0 | 0 | 0 | 0 | 0 | 0 | 0 | 0 | 0 | 0 | 0 | 0 | 0
Diesel | 17 | 11 | 0 | 0 | 0 | 0 | 0 | 0 | 0 | 0 | 0 | 0 | 0 | 0 | 0 | 0 | 0 | 0 | 0 | 0 | 0 | 0 | 0 | 0 | 0 | 0
Diesel | 18 | 0 | 0 | 0 | 0 | 0 | 0 | 0 | 0 | 0 | 0 | 0 | 0 | 0 | 0 | 0 | 0 | 0 | 0 | 0 | 0 | 0 | 0 | 0 | 0 | 0
Diesel | 18 | 1 | 0 | 0 | 0 | 0 | 0 | 0 | 0 | 0 | 0 | 0 | 0 | 0 | 0 | 0 | 0 | 0 | 0 | 0 | 0 | 0 | 0 | 0 | 0 | 0
Diesel | 18 | 2 | 0 | 0 | 0 | 0 | 0 | 0 | 0 | 0 | 0 | 0 | 0 | 0 | 0 | 0 | 0 | 0 | 0 | 0 | 0 | 0 | 0 | 0 | 0 | 0
Diesel | 18 | 3 | 0 | 0 | 0 | 0 | 0 | 0 | 0 | 0 | 0 | 0 | 0 | 0 | 0 | 0 | 0 | 0 | 0 | 0 | 0 | 0 | 0 | 0 | 0 | 0
Diesel | 18 | 4 | 0 | 0 | 0 | 0 | 0 | 0 | 0 | 0 | 0 | 0 | 0 | 0 | 0 | 0 | 0 | 0 | 0 | 0 | 0 | 0 | 0 | 0 | 0 | 0
Diesel | 18 | 5 | 0 | 0 | 0 | 0 | 0 | 0 | 0 | 0 | 0 | 0 | 0 | 0 | 0 | 0 | 0 | 0 | 0 | 0 | 0 | 0 | 0 | 0 | 0 | 0
Diesel | 18 | 6 | 0 | 0 | 0 | 0 | 0 | 0 | 0 | 0 | 0 | 0 | 0 | 0 | 0 | 0 | 0 | 0 | 0 | 0 | 0 | 0 | 0 | 0 | 0 | 0
Diesel | 18 | 7 | 0 | 0 | 0 | 0 | 0 | 0 | 0 | 0 | 0 | 0 | 0 | 0 | 0 | 0 | 0 | 0 | 0 | 0 | 0 | 0 | 0 | 0 | 0 | 0
Diesel | 18 | 8 | 0 | 0 | 0 | 0 | 0 | 0 | 0 | 0 | 0 | 0 | 0 | 0 | 0 | 0 | 0 | 0 | 0 | 0 | 0 | 0 | 0 | 0 | 0 | 0
Diesel | 18 | 9 | 0 | 0 | 0 | 0 | 0 | 0 | 0 | 0 | 0 | 0 | 0 | 0 | 0 | 0 | 0 | 0 | 0 | 0 | 0 | 0 | 0 | 0 | 0 | 0
Diesel | 18 | 10 | 0 | 0 | 0 | 0 | 0 | 0 | 0 | 0 | 0 | 0 | 0 | 0 | 0 | 0 | 0 | 0 | 0 | 0 | 0 | 0 | 0 | 0 | 0 | 0
Diesel | 18 | 11 | 0 | 0 | 0 | 0 | 0 | 0 | 0 | 0 | 0 | 0 | 0 | 0 | 0 | 0 | 0 | 0 | 0 | 0 | 0 | 0 | 0 | 0 | 0 | 0
Diesel | 19 | 0 | 0 | 0 | 0 | 0 | 0 | 0 | 0 | 0 | 0 | 0 | 0 | 0 | 0 | 0 | 0 | 0 | 0 | 0 | 0 | 0 | 0 | 0 | 0 | 0
Diesel | 19 | 1 | 0 | 0 | 0 | 0 | 0 | 0 | 0 | 0 | 0 | 0 | 0 | 0 | 0 | 0 | 0 | 0 | 0 | 0 | 0 | 0 | 0 | 0 | 0 | 0
Diesel | 19 | 2 | 0 | 0 | 0 | 0 | 0 | 0 | 0 | 0 | 0 | 0 | 0 | 0 | 0 | 0 | 0 | 0 | 0 | 0 | 0 | 0 | 0 | 0 | 0 | 0
Diesel | 19 | 3 | 0 | 0 | 0 | 0 | 0 | 0 | 0 | 0 | 0 | 0 | 0 | 0 | 0 | 0 | 0 | 0 | 0 | 0 | 0 | 0 | 0 | 0 | 0 | 0
Diesel | 19 | 4 | 0 | 0 | 0 | 0 | 0 | 0 | 0 | 0 | 0 | 0 | 0 | 0 | 0 | 0 | 0 | 0 | 0 | 0 | 0 | 0 | 0 | 0 | 0 | 0
Diesel | 19 | 5 | 0 | 0 | 0 | 0 | 0 | 0 | 0 | 0 | 0 | 0 | 0 | 0 | 0 | 0 | 0 | 0 | 0 | 0 | 0 | 0 | 0 | 0 | 0 | 0
Diesel | 19 | 6 | 0 | 0 | 0 | 0 | 0 | 0 | 0 | 0 | 0 | 0 | 0 | 0 | 0 | 0 | 0 | 0 | 0 | 0 | 0 | 0 | 0 | 0 | 0 | 0
Diesel | 19 | 7 | 0 | 0 | 0 | 0 | 0 | 0 | 0 | 0 | 0 | 0 | 0 | 0 | 0 | 0 | 0 | 0 | 0 | 0 | 0 | 0 | 0 | 0 | 0 | 0
Diesel | 19 | 8 | 0 | 0 | 0 | 0 | 0 | 0 | 0 | 0 | 0 | 0 | 0 | 0 | 0 | 0 | 0 | 0 | 0 | 0 | 0 | 0 | 0 | 0 | 0 | 0
Diesel | 19 | 9 | 0 | 0 | 0 | 0 | 0 | 0 | 0 | 0 | 0 | 0 | 0 | 0 | 0 | 0 | 0 | 0 | 0 | 0 | 0 | 0 | 0 | 0 | 0 | 0
Diesel | 19 | 10 | 0 | 0 | 0 | 0 | 0 | 0 | 0 | 0 | 0 | 0 | 0 | 0 | 0 | 0 | 0 | 0 | 0 | 0 | 0 | 0 | 0 | 0 | 0 | 0
Diesel | 19 | 11 | 0 | 0 | 0 | 0 | 0 | 0 | 0 | 0 | 0 | 0 | 0 | 0 | 0 | 0 | 0 | 0 | 0 | 0 | 0 | 0 | 0 | 0 | 0 | 0
PV | 0 | 0 | 0 | 0 | 0 | 0 | 0 | 0 | 0 | 0 | 0 | 0 | 0 | 0 | 0 | 0 | 0 | 0 | 0 | 0 | 0 | 0 | 0 | 0 | 0 | 0
PV | 0 | 1 | 0 | 0 | 0 | 0 | 0 | 0 | 0 | 0 | 0 | 0 | 0 | 0 | 0 | 0 | 0 | 0 | 0 | 0 | 0 | 0 | 0 | 0 | 0 | 0
PV | 0 | 2 | 0 | 0 | 0 | 0 | 0 | 0 | 0 | 0 | 0 | 0 | 0 | 0 | 0 | 0 | 0 | 0 | 0 | 0 | 0 | 0 | 0 | 0 | 0 | 0
PV | 0 | 3 | 0 | 0 | 0 | 0 | 0 | 0 | 0 | 0 | 0 | 0 | 0 | 0 | 0 | 0 | 0 | 0 | 0 | 0 | 0 | 0 | 0 | 0 | 0 | 0
PV | 0 | 4 | 0 | 0 | 0 | 0 | 0 | 0 | 0 | 0 | 0 | 0 | 0 | 0 | 0 | 0 | 0 | 0 | 0 | 0 | 0 | 0 | 0 | 0 | 0 | 0
PV | 0 | 5 | 0 | 0 | 0 | 0 | 0 | 0 | 0 | 0 | 0 | 0 | 0 | 0 | 0 | 0 | 0 | 0 | 0 | 0 | 0 | 0 | 0 | 0 | 0 | 0
PV | 0 | 6 | 0 | 0 | 0 | 0 | 0 | 0 | 0 | 0 | 0 | 0 | 0 | 0 | 0 | 0 | 0 | 0 | 0 | 0 | 0 | 0 | 0 | 0 | 0 | 0
PV | 0 | 7 | 0 | 0 | 0 | 0 | 0 | 0 | 0 | 0 | 0 | 0 | 0 | 0 | 0 | 0 | 0 | 0 | 0 | 0 | 0 | 0 | 0 | 0 | 0 | 0
PV | 0 | 8 | 0 | 0 | 0 | 0 | 0 | 0 | 0 | 0 | 0 | 0 | 0 | 0 | 0 | 0 | 0 | 0 | 0 | 0 | 0 | 0 | 0 | 0 | 0 | 0
PV | 0 | 9 | 0 | 0 | 0 | 0 | 0 | 0 | 0 | 0 | 0 | 0 | 0 | 0 | 0 | 0 | 0 | 0 | 0 | 0 | 0 | 0 | 0 | 0 | 0 | 0
PV | 0 | 10 | 0 | 0 | 0 | 0 | 0 | 0 | 0 | 0 | 0 | 0 | 0 | 0 | 0 | 0 | 0 | 0 | 0 | 0 | 0 | 0 | 0 | 0 | 0 | 0
PV | 0 | 11 | 0 | 0 | 0 | 0 | 0 | 0 | 0 | 0 | 0 | 0 | 0 | 0 | 0 | 0 | 0 | 0 | 0 | 0 | 0 | 0 | 0 | 0 | 0 | 0
PV | 1 | 0 | 0 | 0 | 0 | 0 | 0 | 0 | 0 | 0 | 0 | 0 | 0 | 0 | 0 | 0 | 0 | 0 | 0 | 0 | 0 | 0 | 0 | 0 | 0 | 0
PV | 1 | 1 | 0 | 0 | 0 | 0 | 0 | 0 | 0 | 0 | 0 | 0 | 0 | 0 | 0 | 0 | 0 | 0 | 0 | 0 | 0 | 0 | 0 | 0 | 0 | 0
PV | 1 | 2 | 0 | 0 | 0 | 0 | 0 | 0 | 0 | 0 | 0 | 0 | 0 | 0 | 0 | 0 | 0 | 0 | 0 | 0 | 0 | 0 | 0 | 0 | 0 | 0
PV | 1 | 3 | 0 | 0 | 0 | 0 | 0 | 0 | 0 | 0 | 0 | 0 | 0 | 0 | 0 | 0 | 0 | 0 | 0 | 0 | 0 | 0 | 0 | 0 | 0 | 0
PV | 1 | 4 | 0 | 0 | 0 | 0 | 0 | 0 | 0 | 0 | 0 | 0 | 0 | 0 | 0 | 0 | 0 | 0 | 0 | 0 | 0 | 0 | 0 | 0 | 0 | 0
PV | 1 | 5 | 0 | 0 | 0 | 0 | 0 | 0 | 0 | 0 | 0 | 0 | 0 | 0 | 0 | 0 | 0 | 0 | 0 | 0 | 0 | 0 | 0 | 0 | 0 | 0
PV | 1 | 6 | 0 | 0 | 0 | 0 | 0 | 0 | 0 | 0 | 0 | 0 | 0 | 0 | 0 | 0 | 0 | 0 | 0 | 0 | 0 | 0 | 0 | 0 | 0 | 0
PV | 1 | 7 | 0 | 0 | 0 | 0 | 0 | 0 | 0 | 0 | 0 | 0 | 0 | 0 | 0 | 0 | 0 | 0 | 0 | 0 | 0 | 0 | 0 | 0 | 0 | 0
PV | 1 | 8 | 0 | 0 | 0 | 0 | 0 | 0 | 0 | 0 | 0 | 0 | 0 | 0 | 0 | 0 | 0 | 0 | 0 | 0 | 0 | 0 | 0 | 0 | 0 | 0
PV | 1 | 9 | 0 | 0 | 0 | 0 | 0 | 0 | 0 | 0 | 0 | 0 | 0 | 0 | 0 | 0 | 0 | 0 | 0 | 0 | 0 | 0 | 0 | 0 | 0 | 0
PV | 1 | 10 | 0 | 0 | 0 | 0 | 0 | 0 | 0 | 0 | 0 | 0 | 0 | 0 | 0 | 0 | 0 | 0 | 0 | 0 | 0 | 0 | 0 | 0 | 0 | 0
PV | 1 | 11 | 0 | 0 | 0 | 0 | 0 | 0 | 0 | 0 | 0 | 0 | 0 | 0 | 0 | 0 | 0 | 0 | 0 | 0 | 0 | 0 | 0 | 0 | 0 | 0
PV | 2 | 0 | 0 | 0 | 0 | 0 | 0 | 0 | 0 | 0 | 0 | 0 | 0 | 0 | 0 | 0 | 0 | 0 | 0 | 0 | 0 | 0 | 0 | 0 | 0 | 0
PV | 2 | 1 | 0 | 0 | 0 | 0 | 0 | 0 | 0 | 0 | 0 | 0 | 0 | 0 | 0 | 0 | 0 | 0 | 0 | 0 | 0 | 0 | 0 | 0 | 0 | 0
PV | 2 | 2 | 0 | 0 | 0 | 0 | 0 | 0 | 0 | 0 | 0 | 0 | 0 | 0 | 0 | 0 | 0 | 0 | 0 | 0 | 0 | 0 | 0 | 0 | 0 | 0
PV | 2 | 3 | 0 | 0 | 0 | 0 | 0 | 0 | 0 | 0 | 0 | 0 | 0 | 0 | 0 | 0 | 0 | 0 | 0 | 0 | 0 | 0 | 0 | 0 | 0 | 0
PV | 2 | 4 | 0 | 0 | 0 | 0 | 0 | 0 | 0 | 0 | 0 | 0 | 0 | 0 | 0 | 0 | 0 | 0 | 0 | 0 | 0 | 0 | 0 | 0 | 0 | 0
PV | 2 | 5 | 0 | 0 | 0 | 0 | 0 | 0 | 0 | 0 | 0 | 0 | 0 | 0 | 0 | 0 | 0 | 0 | 0 | 0 | 0 | 0 | 0 | 0 | 0 | 0
PV | 2 | 6 | 0 | 0 | 0 | 0 | 0 | 0 | 0 | 0 | 0 | 0 | 0 | 0 | 0 | 0 | 0 | 0 | 0 | 0 | 0 | 0 | 0 | 0 | 0 | 0
PV | 2 | 7 | 0 | 0 | 0 | 0 | 0 | 0 | 0 | 0 | 0 | 0 | 0 | 0 | 0 | 0 | 0 | 0 | 0 | 0 | 0 | 0 | 0 | 0 | 0 | 0
PV | 2 | 8 | 0 | 0 | 0 | 0 | 0 | 0 | 0 | 0 | 0 | 0 | 0 | 0 | 0 | 0 | 0 | 0 | 0 | 0 | 0 | 0 | 0 | 0 | 0 | 0
PV | 2 | 9 | 0 | 0 | 0 | 0 | 0 | 0 | 0 | 0 | 0 | 0 | 0 | 0 | 0 | 0 | 0 | 0 | 0 | 0 | 0 | 0 | 0 | 0 | 0 | 0
PV | 2 | 10 | 0 | 0 | 0 | 0 | 0 | 0 | 0 | 0 | 0 | 0 | 0 | 0 | 0 | 0 | 0 | 0 | 0 | 0 | 0 | 0 | 0 | 0 | 0 | 0
PV | 2 | 11 | 0 | 0 | 0 | 0 | 0 | 0 | 0 | 0 | 0 | 0 | 0 | 0 | 0 | 0 | 0 | 0 | 0 | 0 | 0 | 0 | 0 | 0 | 0 | 0
PV | 3 | 0 | 0 | 0 | 0 | 0 | 0 | 0 | 0 | 0 | 0 | 0 | 0 | 0 | 0 | 0 | 0 | 0 | 0 | 0 | 0 | 0 | 0 | 0 | 0 | 0
PV | 3 | 1 | 0 | 0 | 0 | 0 | 0 | 0 | 0 | 0 | 0 | 0 | 0 | 0 | 0 | 0 | 0 | 0 | 0 | 0 | 0 | 0 | 0 | 0 | 0 | 0
PV | 3 | 2 | 0 | 0 | 0 | 0 | 0 | 0 | 0 | 0 | 0 | 0 | 0 | 0 | 0 | 0 | 0 | 0 | 0 | 0 | 0 | 0 | 0 | 0 | 0 | 0
PV | 3 | 3 | 0 | 0 | 0 | 0 | 0 | 0 | 0 | 0 | 0 | 0 | 0 | 0 | 0 | 0 | 0 | 0 | 0 | 0 | 0 | 0 | 0 | 0 | 0 | 0
PV | 3 | 4 | 0 | 0 | 0 | 0 | 0 | 0 | 0 | 0 | 0 | 0 | 0 | 0 | 0 | 0 | 0 | 0 | 0 | 0 | 0 | 0 | 0 | 0 | 0 | 0
PV | 3 | 5 | 0 | 0 | 0 | 0 | 0 | 0 | 0 | 0 | 0 | 0 | 0 | 0 | 0 | 0 | 0 | 0 | 0 | 0 | 0 | 0 | 0 | 0 | 0 | 0
PV | 3 | 6 | 0 | 0 | 0 | 0 | 0 | 0 | 0 | 0 | 0 | 0 | 0 | 0 | 0 | 0 | 0 | 0 | 0 | 0 | 0 | 0 | 0 | 0 | 0 | 0
PV | 3 | 7 | 0 | 0 | 0 | 0 | 0 | 0 | 0 | 0 | 0 | 0 | 0 | 0 | 0 | 0 | 0 | 0 | 0 | 0 | 0 | 0 | 0 | 0 | 0 | 0
PV | 3 | 8 | 0 | 0 | 0 | 0 | 0 | 0 | 0 | 0 | 0 | 0 | 0 | 0 | 0 | 0 | 0 | 0 | 0 | 0 | 0 | 0 | 0 | 0 | 0 | 0
PV | 3 | 9 | 0 | 0 | 0 | 0 | 0 | 0 | 0 | 0 | 0 | 0 | 0 | 0 | 0 | 0 | 0 | 0 | 0 | 0 | 0 | 0 | 0 | 0 | 0 | 0
PV | 3 | 10 | 0 | 0 | 0 | 0 | 0 | 0 | 0 | 0 | 0 | 0 | 0 | 0 | 0 | 0 | 0 | 0 | 0 | 0 | 0 | 0 | 0 | 0 | 0 | 0
PV | 3 | 11 | 0 | 0 | 0 | 0 | 0 | 0 | 0 | 0 | 0 | 0 | 0 | 0 | 0 | 0 | 0 | 0 | 0 | 0 | 0 | 0 | 0 | 0 | 0 | 0
PV | 4 | 0 | 0 | 0 | 0 | 0 | 0 | 0 | 0 | 0 | 0 | 0 | 0 | 0 | 0 | 0 | 0 | 0 | 0 | 0 | 0 | 0 | 0 | 0 | 0 | 0
PV | 4 | 1 | 0 | 0 | 0 | 0 | 0 | 0 | 0 | 0 | 0 | 0 | 0 | 0 | 0 | 0 | 0 | 0 | 0 | 0 | 0 | 0 | 0 | 0 | 0 | 0
PV | 4 | 2 | 0 | 0 | 0 | 0 | 0 | 0 | 0 | 0 | 0 | 0 | 0 | 0 | 0 | 0 | 0 | 0 | 0 | 0 | 0 | 0 | 0 | 0 | 0 | 0
PV | 4 | 3 | 0 | 0 | 0 | 0 | 0 | 0 | 0 | 0 | 0 | 0 | 0 | 0 | 0 | 0 | 0 | 0 | 0 | 0 | 0 | 0 | 0 | 0 | 0 | 0
PV | 4 | 4 | 0 | 0 | 0 | 0 | 0 | 0 | 0 | 0 | 0 | 0 | 0 | 0 | 0 | 0 | 0 | 0 | 0 | 0 | 0 | 0 | 0 | 0 | 0 | 0
PV | 4 | 5 | 0 | 0 | 0 | 0 | 0 | 0 | 0 | 0 | 0 | 0 | 0 | 0 | 0 | 0 | 0 | 0 | 0 | 0 | 0 | 0 | 0 | 0 | 0 | 0
PV | 4 | 6 | 0 | 0 | 0 | 0 | 0 | 0 | 0 | 0 | 0 | 0 | 0 | 0 | 0 | 0 | 0 | 0 | 0 | 0 | 0 | 0 | 0 | 0 | 0 | 0
PV | 4 | 7 | 0 | 0 | 0 | 0 | 0 | 0 | 0 | 0 | 0 | 0 | 0 | 0 | 0 | 0 | 0 | 0 | 0 | 0 | 0 | 0 | 0 | 0 | 0 | 0
PV | 4 | 8 | 0 | 0 | 0 | 0 | 0 | 0 | 0 | 0 | 0 | 0 | 0 | 0 | 0 | 0 | 0 | 0 | 0 | 0 | 0 | 0 | 0 | 0 | 0 | 0
PV | 4 | 9 | 0 | 0 | 0 | 0 | 0 | 0 | 0 | 0 | 0 | 0 | 0 | 0 | 0 | 0 | 0 | 0 | 0 | 0 | 0 | 0 | 0 | 0 | 0 | 0
PV | 4 | 10 | 0 | 0 | 0 | 0 | 0 | 0 | 0 | 0 | 0 | 0 | 0 | 0 | 0 | 0 | 0 | 0 | 0 | 0 | 0 | 0 | 0 | 0 | 0 | 0
PV | 4 | 11 | 0 | 0 | 0 | 0 | 0 | 0 | 0 | 0 | 0 | 0 | 0 | 0 | 0 | 0 | 0 | 0 | 0 | 0 | 0 | 0 | 0 | 0 | 0 | 0
PV | 5 | 0 | 0 | 0 | 0 | 0 | 0 | 0 | 0 | 0 | 0 | 0 | 0 | 0 | 0 | 0 | 0 | 0 | 0 | 0 | 0 | 0 | 0 | 0 | 0 | 0
PV | 5 | 1 | 0 | 0 | 0 | 0 | 0 | 0 | 0 | 0 | 0 | 0 | 0 | 0 | 0 | 0 | 0 | 0 | 0 | 0 | 0 | 0 | 0 | 0 | 0 | 0
PV | 5 | 2 | 0 | 0 | 0 | 0 | 0 | 0 | 0 | 0 | 0 | 0 | 0 | 0 | 0 | 0 | 0 | 0 | 0 | 0 | 0 | 0 | 0 | 0 | 0 | 0
PV | 5 | 3 | 0 | 0 | 0 | 0 | 0 | 0 | 0 | 0 | 0 | 0 | 0 | 0 | 0 | 0 | 0 | 0 | 0 | 0 | 0 | 0 | 0 | 0 | 0 | 0
PV | 5 | 4 | 0 | 0 | 0 | 0 | 0 | 0 | 0 | 0 | 0 | 0 | 0 | 0 | 0 | 0 | 0 | 0 | 0 | 0 | 0 | 0 | 0 | 0 | 0 | 0
PV | 5 | 5 | 0 | 0 | 0 | 0 | 0 | 0 | 0 | 0 | 0 | 0 | 0 | 0 | 0 | 0 | 0 | 0 | 0 | 0 | 0 | 0 | 0 | 0 | 0 | 0
PV | 5 | 6 | 0 | 0 | 0 | 0 | 0 | 0 | 0 | 0 | 0 | 0 | 0 | 0 | 0 | 0 | 0 | 0 | 0 | 0 | 0 | 0 | 0 | 0 | 0 | 0
PV | 5 | 7 | 0 | 0 | 0 | 0 | 0 | 0 | 0 | 0 | 0 | 0 | 0 | 0 | 0 | 0 | 0 | 0 | 0 | 0 | 0 | 0 | 0 | 0 | 0 | 0
PV | 5 | 8 | 0 | 0 | 0 | 0 | 0 | 0 | 0 | 0 | 0 | 0 | 0 | 0 | 0 | 0 | 0 | 0 | 0 | 0 | 0 | 0 | 0 | 0 | 0 | 0
PV | 5 | 9 | 0 | 0 | 0 | 0 | 0 | 0 | 0 | 0 | 0 | 0 | 0 | 0 | 0 | 0 | 0 | 0 | 0 | 0 | 0 | 0 | 0 | 0 | 0 | 0
PV | 5 | 10 | 0 | 0 | 0 | 0 | 0 | 0 | 0 | 0 | 0 | 0 | 0 | 0 | 0 | 0 | 0 | 0 | 0 | 0 | 0 | 0 | 0 | 0 | 0 | 0
PV | 5 | 11 | 0 | 0 | 0 | 0 | 0 | 0 | 0 | 0 | 0 | 0 | 0 | 0 | 0 | 0 | 0 | 0 | 0 | 0 | 0 | 0 | 0 | 0 | 0 | 0
PV | 6 | 0 | 0 | 0 | 0 | 0 | 0 | 0 | 0.087097 | 4.4903 | 9.4461 | 13.62 | 16.4313 | 17.5635 | 16.9994 | 14.9555 | 10.949 | 5.6013 | 0.59516 | 0 | 0 | 0 | 0 | 0 | 0 | 0
PV | 6 | 1 | 0 | 0 | 0 | 0 | 0 | 0 | 0.83571 | 5.6904 | 10.8321 | 14.9679 | 17.6957 | 18.8882 | 18.4104 | 16.1946 | 11.9529 | 7.1025 | 1.7464 | 0 | 0 | 0 | 0 | 0 | 0 | 0
PV | 6 | 2 | 0 | 0 | 0 | 0 | 0 | 0.014516 | 2.1058 | 6.8506 | 11.6806 | 16.1874 | 19.0752 | 20.5965 | 20.0806 | 17.489 | 13.7545 | 9.3106 | 3.8371 | 0.17129 | 0 | 0 | 0 | 0 | 0 | 0
PV | 6 | 3 | 0 | 0 | 0 | 0 | 0 | 0.353 | 4.161 | 9.884 | 15.073 | 18.84 | 21.098 | 21.995 | 21.55 | 19.366 | 15.741 | 10.99 | 5.505 | 0.886 | 0 | 0 | 0 | 0 | 0 | 0
PV | 6 | 4 | 0 | 0 | 0 | 0 | 0 | 0.99871 | 5.2597 | 10.8426 | 15.8197 | 19.4758 | 21.7045 | 22.5019 | 21.7713 | 19.8319 | 16.2687 | 11.6265 | 6.0639 | 1.3432 | 0.048387 | 0 | 0 | 0 | 0 | 0
PV | 6 | 5 | 0 | 0 | 0 | 0 | 0.025 | 1.084 | 5.294 | 10.874 | 15.633 | 19.099 | 21.195 | 22.033 | 21.492 | 19.65 | 16.481 | 12.01 | 6.597 | 1.554 | 0.185 | 0 | 0 | 0 | 0 | 0
PV | 6 | 6 | 0 | 0 | 0 | 0 | 0.0067742 | 0.87871 | 5.0748 | 10.8648 | 15.6939 | 19.1603 | 21.241 | 22.0558 | 21.5274 | 19.7052 | 16.5629 | 12.1355 | 6.7568 | 1.649 | 0.10839 | 0 | 0 | 0 | 0 | 0
PV | 6 | 7 | 0 | 0 | 0 | 0 | 0 | 0.6029 | 4.8977 | 10.9142 | 15.9223 | 19.4971 | 21.6377 | 22.4855 | 21.9281 | 20.0139 | 16.7381 | 12.0706 | 6.4123 | 1.2871 | 0.0019355 | 0 | 0 | 0 | 0 | 0
PV | 6 | 8 | 0 | 0 | 0 | 0 | 0 | 0.105 | 4.235 | 10.807 | 16.288 | 20.136 | 22.368 | 23.218 | 22.596 | 20.549 | 17 | 11.887 | 5.593 | 0.42 | 0 | 0 | 0 | 0 | 0 | 0
PV | 6 | 9 | 0 | 0 | 0 | 0 | 0 | 0 | 1.891 | 8.2306 | 14.5752 | 18.7742 | 21.2545 | 22.0877 | 20.999 | 18.5971 | 14.8606 | 9.7723 | 3.6174 | 0.012581 | 0 | 0 | 0 | 0 | 0 | 0
PV | 6 | 10 | 0 | 0 | 0 | 0 | 0 | 0 | 0.32 | 4.678 | 10.518 | 14.976 | 17.736 | 18.586 | 18.002 | 16.066 | 12.517 | 7.242 | 1.111 | 0 | 0 | 0 | 0 | 0 | 0 | 0
PV | 6 | 11 | 0 | 0 | 0 | 0 | 0 | 0 | 0.0077419 | 4.6229 | 11.249 | 16.0916 | 18.6871 | 19.5174 | 18.8255 | 16.4371 | 11.8539 | 6.0406 | 0.28839 | 0 | 0 | 0 | 0 | 0 | 0 | 0
PV | 7 | 0 | 0 | 0 | 0 | 0 | 0 | 0 | 0.087097 | 4.4903 | 9.4461 | 13.62 | 16.4313 | 17.5635 | 16.9994 | 14.9555 | 10.949 | 5.6013 | 0.59516 | 0 | 0 | 0 | 0 | 0 | 0 | 0
PV | 7 | 1 | 0 | 0 | 0 | 0 | 0 | 0 | 0.83571 | 5.6904 | 10.8321 | 14.9679 | 17.6957 | 18.8882 | 18.4104 | 16.1946 | 11.9529 | 7.1025 | 1.7464 | 0 | 0 | 0 | 0 | 0 | 0 | 0
PV | 7 | 2 | 0 | 0 | 0 | 0 | 0 | 0.014516 | 2.1058 | 6.8506 | 11.6806 | 16.1874 | 19.0752 | 20.5965 | 20.0806 | 17.489 | 13.7545 | 9.3106 | 3.8371 | 0.17129 | 0 | 0 | 0 | 0 | 0 | 0
PV | 7 | 3 | 0 | 0 | 0 | 0 | 0 | 0.353 | 4.161 | 9.884 | 15.073 | 18.84 | 21.098 | 21.995 | 21.55 | 19.366 | 15.741 | 10.99 | 5.505 | 0.886 | 0 | 0 | 0 | 0 | 0 | 0
PV | 7 | 4 | 0 | 0 | 0 | 0 | 0 | 0.99871 | 5.2597 | 10.8426 | 15.8197 | 19.4758 | 21.7045 | 22.5019 | 21.7713 | 19.8319 | 16.2687 | 11.6265 | 6.0639 | 1.3432 | 0.048387 | 0 | 0 | 0 | 0 | 0
PV | 7 | 5 | 0 | 0 | 0 | 0 | 0.025 | 1.084 | 5.294 | 10.874 | 15.633 | 19.099 | 21.195 | 22.033 | 21.492 | 19.65 | 16.481 | 12.01 | 6.597 | 1.554 | 0.185 | 0 | 0 | 0 | 0 | 0
PV | 7 | 6 | 0 | 0 | 0 | 0 | 0.0067742 | 0.87871 | 5.0748 | 10.8648 | 15.6939 | 19.1603 | 21.241 | 22.0558 | 21.5274 | 19.7052 | 16.5629 | 12.1355 | 6.7568 | 1.649 | 0.10839 | 0 | 0 | 0 | 0 | 0
PV | 7 | 7 | 0 | 0 | 0 | 0 | 0 | 0.6029 | 4.8977 | 10.9142 | 15.9223 | 19.4971 | 21.6377 | 22.4855 | 21.9281 | 20.0139 | 16.7381 | 12.0706 | 6.4123 | 1.2871 | 0.0019355 | 0 | 0 | 0 | 0 | 0
PV | 7 | 8 | 0 | 0 | 0 | 0 | 0 | 0.105 | 4.235 | 10.807 | 16.288 | 20.136 | 22.368 | 23.218 | 22.596 | 20.549 | 17 | 11.887 | 5.593 | 0.42 | 0 | 0 | 0 | 0 | 0 | 0
PV | 7 | 9 | 0 | 0 | 0 | 0 | 0 | 0 | 1.891 | 8.2306 | 14.5752 | 18.7742 | 21.2545 | 22.0877 | 20.999 | 18.5971 | 14.8606 | 9.7723 | 3.6174 | 0.012581 | 0 | 0 | 0 | 0 | 0 | 0
PV | 7 | 10 | 0 | 0 | 0 | 0 | 0 | 0 | 0.32 | 4.678 | 10.518 | 14.976 | 17.736 | 18.586 | 18.002 | 16.066 | 12.517 | 7.242 | 1.111 | 0 | 0 | 0 | 0 | 0 | 0 | 0
PV | 7 | 11 | 0 | 0 | 0 | 0 | 0 | 0 | 0.0077419 | 4.6229 | 11.249 | 16.0916 | 18.6871 | 19.5174 | 18.8255 | 16.4371 | 11.8539 | 6.0406 | 0.28839 | 0 | 0 | 0 | 0 | 0 | 0 | 0
PV | 8 | 0 | 0 | 0 | 0 | 0 | 0 | 0 | 0.087097 | 4.4903 | 9.4461 | 13.62 | 16.4313 | 17.5635 | 16.9994 | 14.9555 | 10.949 | 5.6013 | 0.59516 | 0 | 0 | 0 | 0 | 0 | 0 | 0
PV | 8 | 1 | 0 | 0 | 0 | 0 | 0 | 0 | 0.83571 | 5.6904 | 10.8321 | 14.9679 | 17.6957 | 18.8882 | 18.4104 | 16.1946 | 11.9529 | 7.1025 | 1.7464 | 0 | 0 | 0 | 0 | 0 | 0 | 0
PV | 8 | 2 | 0 | 0 | 0 | 0 | 0 | 0.014516 | 2.1058 | 6.8506 | 11.6806 | 16.1874 | 19.0752 | 20.5965 | 20.0806 | 17.489 | 13.7545 | 9.3106 | 3.8371 | 0.17129 | 0 | 0 | 0 | 0 | 0 | 0
PV | 8 | 3 | 0 | 0 | 0 | 0 | 0 | 0.353 | 4.161 | 9.884 | 15.073 | 18.84 | 21.098 | 21.995 | 21.55 | 19.366 | 15.741 | 10.99 | 5.505 | 0.886 | 0 | 0 | 0 | 0 | 0 | 0
PV | 8 | 4 | 0 | 0 | 0 | 0 | 0 | 0.99871 | 5.2597 | 10.8426 | 15.8197 | 19.4758 | 21.7045 | 22.5019 | 21.7713 | 19.8319 | 16.2687 | 11.6265 | 6.0639 | 1.3432 | 0.048387 | 0 | 0 | 0 | 0 | 0
PV | 8 | 5 | 0 | 0 | 0 | 0 | 0.025 | 1.084 | 5.294 | 10.874 | 15.633 | 19.099 | 21.195 | 22.033 | 21.492 | 19.65 | 16.481 | 12.01 | 6.597 | 1.554 | 0.185 | 0 | 0 | 0 | 0 | 0
PV | 8 | 6 | 0 | 0 | 0 | 0 | 0.0067742 | 0.87871 | 5.0748 | 10.8648 | 15.6939 | 19.1603 | 21.241 | 22.0558 | 21.5274 | 19.7052 | 16.5629 | 12.1355 | 6.7568 | 1.649 | 0.10839 | 0 | 0 | 0 | 0 | 0
PV | 8 | 7 | 0 | 0 | 0 | 0 | 0 | 0.6029 | 4.8977 | 10.9142 | 15.9223 | 19.4971 | 21.6377 | 22.4855 | 21.9281 | 20.0139 | 16.7381 | 12.0706 | 6.4123 | 1.2871 | 0.0019355 | 0 | 0 | 0 | 0 | 0
PV | 8 | 8 | 0 | 0 | 0 | 0 | 0 | 0.105 | 4.235 | 10.807 | 16.288 | 20.136 | 22.368 | 23.218 | 22.596 | 20.549 | 17 | 11.887 | 5.593 | 0.42 | 0 | 0 | 0 | 0 | 0 | 0
PV | 8 | 9 | 0 | 0 | 0 | 0 | 0 | 0 | 1.891 | 8.2306 | 14.5752 | 18.7742 | 21.2545 | 22.0877 | 20.999 | 18.5971 | 14.8606 | 9.7723 | 3.6174 | 0.012581 | 0 | 0 | 0 | 0 | 0 | 0
PV | 8 | 10 | 0 | 0 | 0 | 0 | 0 | 0 | 0.32 | 4.678 | 10.518 | 14.976 | 17.736 | 18.586 | 18.002 | 16.066 | 12.517 | 7.242 | 1.111 | 0 | 0 | 0 | 0 | 0 | 0 | 0
PV | 8 | 11 | 0 | 0 | 0 | 0 | 0 | 0 | 0.0077419 | 4.6229 | 11.249 | 16.0916 | 18.6871 | 19.5174 | 18.8255 | 16.4371 | 11.8539 | 6.0406 | 0.28839 | 0 | 0 | 0 | 0 | 0 | 0 | 0
PV | 9 | 0 | 0 | 0 | 0 | 0 | 0 | 0 | 0.087097 | 4.4903 | 9.4461 | 13.62 | 16.4313 | 17.5635 | 16.9994 | 14.9555 | 10.949 | 5.6013 | 0.59516 | 0 | 0 | 0 | 0 | 0 | 0 | 0
PV | 9 | 1 | 0 | 0 | 0 | 0 | 0 | 0 | 0.83571 | 5.6904 | 10.8321 | 14.9679 | 17.6957 | 18.8882 | 18.4104 | 16.1946 | 11.9529 | 7.1025 | 1.7464 | 0 | 0 | 0 | 0 | 0 | 0 | 0
PV | 9 | 2 | 0 | 0 | 0 | 0 | 0 | 0.014516 | 2.1058 | 6.8506 | 11.6806 | 16.1874 | 19.0752 | 20.5965 | 20.0806 | 17.489 | 13.7545 | 9.3106 | 3.8371 | 0.17129 | 0 | 0 | 0 | 0 | 0 | 0
PV | 9 | 3 | 0 | 0 | 0 | 0 | 0 | 0.353 | 4.161 | 9.884 | 15.073 | 18.84 | 21.098 | 21.995 | 21.55 | 19.366 | 15.741 | 10.99 | 5.505 | 0.886 | 0 | 0 | 0 | 0 | 0 | 0
PV | 9 | 4 | 0 | 0 | 0 | 0 | 0 | 0.99871 | 5.2597 | 10.8426 | 15.8197 | 19.4758 | 21.7045 | 22.5019 | 21.7713 | 19.8319 | 16.2687 | 11.6265 | 6.0639 | 1.3432 | 0.048387 | 0 | 0 | 0 | 0 | 0
PV | 9 | 5 | 0 | 0 | 0 | 0 | 0.025 | 1.084 | 5.294 | 10.874 | 15.633 | 19.099 | 21.195 | 22.033 | 21.492 | 19.65 | 16.481 | 12.01 | 6.597 | 1.554 | 0.185 | 0 | 0 | 0 | 0 | 0
PV | 9 | 6 | 0 | 0 | 0 | 0 | 0.0067742 | 0.87871 | 5.0748 | 10.8648 | 15.6939 | 19.1603 | 21.241 | 22.0558 | 21.5274 | 19.7052 | 16.5629 | 12.1355 | 6.7568 | 1.649 | 0.10839 | 0 | 0 | 0 | 0 | 0
PV | 9 | 7 | 0 | 0 | 0 | 0 | 0 | 0.6029 | 4.8977 | 10.9142 | 15.9223 | 19.4971 | 21.6377 | 22.4855 | 21.9281 | 20.0139 | 16.7381 | 12.0706 | 6.4123 | 1.2871 | 0.0019355 | 0 | 0 | 0 | 0 | 0
PV | 9 | 8 | 0 | 0 | 0 | 0 | 0 | 0.105 | 4.235 | 10.807 | 16.288 | 20.136 | 22.368 | 23.218 | 22.596 | 20.549 | 17 | 11.887 | 5.593 | 0.42 | 0 | 0 | 0 | 0 | 0 | 0
PV | 9 | 9 | 0 | 0 | 0 | 0 | 0 | 0 | 1.891 | 8.2306 | 14.5752 | 18.7742 | 21.2545 | 22.0877 | 20.999 | 18.5971 | 14.8606 | 9.7723 | 3.6174 | 0.012581 | 0 | 0 | 0 | 0 | 0 | 0
PV | 9 | 10 | 0 | 0 | 0 | 0 | 0 | 0 | 0.32 | 4.678 | 10.518 | 14.976 | 17.736 | 18.586 | 18.002 | 16.066 | 12.517 | 7.242 | 1.111 | 0 | 0 | 0 | 0 | 0 | 0 | 0
PV | 9 | 11 | 0 | 0 | 0 | 0 | 0 | 0 | 0.0077419 | 4.6229 | 11.249 | 16.0916 | 18.6871 | 19.5174 | 18.8255 | 16.4371 | 11.8539 | 6.0406 | 0.28839 | 0 | 0 | 0 | 0 | 0 | 0 | 0
PV | 10 | 0 | 0 | 0 | 0 | 0 | 0 | 0 | 0.087097 | 4.4903 | 9.4461 | 13.62 | 16.4313 | 17.5635 | 16.9994 | 14.9555 | 10.949 | 5.6013 | 0.59516 | 0 | 0 | 0 | 0 | 0 | 0 | 0
PV | 10 | 1 | 0 | 0 | 0 | 0 | 0 | 0 | 0.83571 | 5.6904 | 10.8321 | 14.9679 | 17.6957 | 18.8882 | 18.4104 | 16.1946 | 11.9529 | 7.1025 | 1.7464 | 0 | 0 | 0 | 0 | 0 | 0 | 0
PV | 10 | 2 | 0 | 0 | 0 | 0 | 0 | 0.014516 | 2.1058 | 6.8506 | 11.6806 | 16.1874 | 19.0752 | 20.5965 | 20.0806 | 17.489 | 13.7545 | 9.3106 | 3.8371 | 0.17129 | 0 | 0 | 0 | 0 | 0 | 0
PV | 10 | 3 | 0 | 0 | 0 | 0 | 0 | 0.353 | 4.161 | 9.884 | 15.073 | 18.84 | 21.098 | 21.995 | 21.55 | 19.366 | 15.741 | 10.99 | 5.505 | 0.886 | 0 | 0 | 0 | 0 | 0 | 0
PV | 10 | 4 | 0 | 0 | 0 | 0 | 0 | 0.99871 | 5.2597 | 10.8426 | 15.8197 | 19.4758 | 21.7045 | 22.5019 | 21.7713 | 19.8319 | 16.2687 | 11.6265 | 6.0639 | 1.3432 | 0.048387 | 0 | 0 | 0 | 0 | 0
PV | 10 | 5 | 0 | 0 | 0 | 0 | 0.025 | 1.084 | 5.294 | 10.874 | 15.633 | 19.099 | 21.195 | 22.033 | 21.492 | 19.65 | 16.481 | 12.01 | 6.597 | 1.554 | 0.185 | 0 | 0 | 0 | 0 | 0
PV | 10 | 6 | 0 | 0 | 0 | 0 | 0.0067742 | 0.87871 | 5.0748 | 10.8648 | 15.6939 | 19.1603 | 21.241 | 22.0558 | 21.5274 | 19.7052 | 16.5629 | 12.1355 | 6.7568 | 1.649 | 0.10839 | 0 | 0 | 0 | 0 | 0
PV | 10 | 7 | 0 | 0 | 0 | 0 | 0 | 0.6029 | 4.8977 | 10.9142 | 15.9223 | 19.4971 | 21.6377 | 22.4855 | 21.9281 | 20.0139 | 16.7381 | 12.0706 | 6.4123 | 1.2871 | 0.0019355 | 0 | 0 | 0 | 0 | 0
PV | 10 | 8 | 0 | 0 | 0 | 0 | 0 | 0.105 | 4.235 | 10.807 | 16.288 | 20.136 | 22.368 | 23.218 | 22.596 | 20.549 | 17 | 11.887 | 5.593 | 0.42 | 0 | 0 | 0 | 0 | 0 | 0
PV | 10 | 9 | 0 | 0 | 0 | 0 | 0 | 0 | 1.891 | 8.2306 | 14.5752 | 18.7742 | 21.2545 | 22.0877 | 20.999 | 18.5971 | 14.8606 | 9.7723 | 3.6174 | 0.012581 | 0 | 0 | 0 | 0 | 0 | 0
PV | 10 | 10 | 0 | 0 | 0 | 0 | 0 | 0 | 0.32 | 4.678 | 10.518 | 14.976 | 17.736 | 18.586 | 18.002 | 16.066 | 12.517 | 7.242 | 1.111 | 0 | 0 | 0 | 0 | 0 | 0 | 0
PV | 10 | 11 | 0 | 0 | 0 | 0 | 0 | 0 | 0.0077419 | 4.6229 | 11.249 | 16.0916 | 18.6871 | 19.5174 | 18.8255 | 16.4371 | 11.8539 | 6.0406 | 0.28839 | 0 | 0 | 0 | 0 | 0 | 0 | 0
PV | 11 | 0 | 0 | 0 | 0 | 0 | 0 | 0 | 0.087097 | 4.4903 | 9.4461 | 13.62 | 16.4313 | 17.5635 | 16.9994 | 14.9555 | 10.949 | 5.6013 | 0.59516 | 0 | 0 | 0 | 0 | 0 | 0 | 0
PV | 11 | 1 | 0 | 0 | 0 | 0 | 0 | 0 | 0.83571 | 5.6904 | 10.8321 | 14.9679 | 17.6957 | 18.8882 | 18.4104 | 16.1946 | 11.9529 | 7.1025 | 1.7464 | 0 | 0 | 0 | 0 | 0 | 0 | 0
PV | 11 | 2 | 0 | 0 | 0 | 0 | 0 | 0.014516 | 2.1058 | 6.8506 | 11.6806 | 16.1874 | 19.0752 | 20.5965 | 20.0806 | 17.489 | 13.7545 | 9.3106 | 3.8371 | 0.17129 | 0 | 0 | 0 | 0 | 0 | 0
PV | 11 | 3 | 0 | 0 | 0 | 0 | 0 | 0.353 | 4.161 | 9.884 | 15.073 | 18.84 | 21.098 | 21.995 | 21.55 | 19.366 | 15.741 | 10.99 | 5.505 | 0.886 | 0 | 0 | 0 | 0 | 0 | 0
PV | 11 | 4 | 0 | 0 | 0 | 0 | 0 | 0.99871 | 5.2597 | 10.8426 | 15.8197 | 19.4758 | 21.7045 | 22.5019 | 21.7713 | 19.8319 | 16.2687 | 11.6265 | 6.0639 | 1.3432 | 0.048387 | 0 | 0 | 0 | 0 | 0
PV | 11 | 5 | 0 | 0 | 0 | 0 | 0.025 | 1.084 | 5.294 | 10.874 | 15.633 | 19.099 | 21.195 | 22.033 | 21.492 | 19.65 | 16.481 | 12.01 | 6.597 | 1.554 | 0.185 | 0 | 0 | 0 | 0 | 0
PV | 11 | 6 | 0 | 0 | 0 | 0 | 0.0067742 | 0.87871 | 5.0748 | 10.8648 | 15.6939 | 19.1603 | 21.241 | 22.0558 | 21.5274 | 19.7052 | 16.5629 | 12.1355 | 6.7568 | 1.649 | 0.10839 | 0 | 0 | 0 | 0 | 0
PV | 11 | 7 | 0 | 0 | 0 | 0 | 0 | 0.6029 | 4.8977 | 10.9142 | 15.9223 | 19.4971 | 21.6377 | 22.4855 | 21.9281 | 20.0139 | 16.7381 | 12.0706 | 6.4123 | 1.2871 | 0.0019355 | 0 | 0 | 0 | 0 | 0
PV | 11 | 8 | 0 | 0 | 0 | 0 | 0 | 0.105 | 4.235 | 10.807 | 16.288 | 20.136 | 22.368 | 23.218 | 22.596 | 20.549 | 17 | 11.887 | 5.593 | 0.42 | 0 | 0 | 0 | 0 | 0 | 0
PV | 11 | 9 | 0 | 0 | 0 | 0 | 0 | 0 | 1.891 | 8.2306 | 14.5752 | 18.7742 | 21.2545 | 22.0877 | 20.999 | 18.5971 | 14.8606 | 9.7723 | 3.6174 | 0.012581 | 0 | 0 | 0 | 0 | 0 | 0
PV | 11 | 10 | 0 | 0 | 0 | 0 | 0 | 0 | 0.32 | 4.678 | 10.518 | 14.976 | 17.736 | 18.586 | 18.002 | 16.066 | 12.517 | 7.242 | 1.111 | 0 | 0 | 0 | 0 | 0 | 0 | 0
PV | 11 | 11 | 0 | 0 | 0 | 0 | 0 | 0 | 0.0077419 | 4.6229 | 11.249 | 16.0916 | 18.6871 | 19.5174 | 18.8255 | 16.4371 | 11.8539 | 6.0406 | 0.28839 | 0 | 0 | 0 | 0 | 0 | 0 | 0
PV | 12 | 0 | 0 | 0 | 0 | 0 | 0 | 0 | 0.087097 | 4.4903 | 9.4461 | 13.62 | 16.4313 | 17.5635 | 16.9994 | 14.9555 | 10.949 | 5.6013 | 0.59516 | 0 | 0 | 0 | 0 | 0 | 0 | 0
PV | 12 | 1 | 0 | 0 | 0 | 0 | 0 | 0 | 0.83571 | 5.6904 | 10.8321 | 14.9679 | 17.6957 | 18.8882 | 18.4104 | 16.1946 | 11.9529 | 7.1025 | 1.7464 | 0 | 0 | 0 | 0 | 0 | 0 | 0
PV | 12 | 2 | 0 | 0 | 0 | 0 | 0 | 0.014516 | 2.1058 | 6.8506 | 11.6806 | 16.1874 | 19.0752 | 20.5965 | 20.0806 | 17.489 | 13.7545 | 9.3106 | 3.8371 | 0.17129 | 0 | 0 | 0 | 0 | 0 | 0
PV | 12 | 3 | 0 | 0 | 0 | 0 | 0 | 0.353 | 4.161 | 9.884 | 15.073 | 18.84 | 21.098 | 21.995 | 21.55 | 19.366 | 15.741 | 10.99 | 5.505 | 0.886 | 0 | 0 | 0 | 0 | 0 | 0
PV | 12 | 4 | 0 | 0 | 0 | 0 | 0 | 0.99871 | 5.2597 | 10.8426 | 15.8197 | 19.4758 | 21.7045 | 22.5019 | 21.7713 | 19.8319 | 16.2687 | 11.6265 | 6.0639 | 1.3432 | 0.048387 | 0 | 0 | 0 | 0 | 0
PV | 12 | 5 | 0 | 0 | 0 | 0 | 0.025 | 1.084 | 5.294 | 10.874 | 15.633 | 19.099 | 21.195 | 22.033 | 21.492 | 19.65 | 16.481 | 12.01 | 6.597 | 1.554 | 0.185 | 0 | 0 | 0 | 0 | 0
PV | 12 | 6 | 0 | 0 | 0 | 0 | 0.0067742 | 0.87871 | 5.0748 | 10.8648 | 15.6939 | 19.1603 | 21.241 | 22.0558 | 21.5274 | 19.7052 | 16.5629 | 12.1355 | 6.7568 | 1.649 | 0.10839 | 0 | 0 | 0 | 0 | 0
PV | 12 | 7 | 0 | 0 | 0 | 0 | 0 | 0.6029 | 4.8977 | 10.9142 | 15.9223 | 19.4971 | 21.6377 | 22.4855 | 21.9281 | 20.0139 | 16.7381 | 12.0706 | 6.4123 | 1.2871 | 0.0019355 | 0 | 0 | 0 | 0 | 0
PV | 12 | 8 | 0 | 0 | 0 | 0 | 0 | 0.105 | 4.235 | 10.807 | 16.288 | 20.136 | 22.368 | 23.218 | 22.596 | 20.549 | 17 | 11.887 | 5.593 | 0.42 | 0 | 0 | 0 | 0 | 0 | 0
PV | 12 | 9 | 0 | 0 | 0 | 0 | 0 | 0 | 1.891 | 8.2306 | 14.5752 | 18.7742 | 21.2545 | 22.0877 | 20.999 | 18.5971 | 14.8606 | 9.7723 | 3.6174 | 0.012581 | 0 | 0 | 0 | 0 | 0 | 0
PV | 12 | 10 | 0 | 0 | 0 | 0 | 0 | 0 | 0.32 | 4.678 | 10.518 | 14.976 | 17.736 | 18.586 | 18.002 | 16.066 | 12.517 | 7.242 | 1.111 | 0 | 0 | 0 | 0 | 0 | 0 | 0
PV | 12 | 11 | 0 | 0 | 0 | 0 | 0 | 0 | 0.0077419 | 4.6229 | 11.249 | 16.0916 | 18.6871 | 19.5174 | 18.8255 | 16.4371 | 11.8539 | 6.0406 | 0.28839 | 0 | 0 | 0 | 0 | 0 | 0 | 0
PV | 13 | 0 | 0 | 0 | 0 | 0 | 0 | 0 | 0.087097 | 4.4903 | 9.4461 | 13.62 | 16.4313 | 17.5635 | 16.9994 | 14.9555 | 10.949 | 5.6013 | 0.59516 | 0 | 0 | 0 | 0 | 0 | 0 | 0
PV | 13 | 1 | 0 | 0 | 0 | 0 | 0 | 0 | 0.83571 | 5.6904 | 10.8321 | 14.9679 | 17.6957 | 18.8882 | 18.4104 | 16.1946 | 11.9529 | 7.1025 | 1.7464 | 0 | 0 | 0 | 0 | 0 | 0 | 0
PV | 13 | 2 | 0 | 0 | 0 | 0 | 0 | 0.014516 | 2.1058 | 6.8506 | 11.6806 | 16.1874 | 19.0752 | 20.5965 | 20.0806 | 17.489 | 13.7545 | 9.3106 | 3.8371 | 0.17129 | 0 | 0 | 0 | 0 | 0 | 0
PV | 13 | 3 | 0 | 0 | 0 | 0 | 0 | 0.353 | 4.161 | 9.884 | 15.073 | 18.84 | 21.098 | 21.995 | 21.55 | 19.366 | 15.741 | 10.99 | 5.505 | 0.886 | 0 | 0 | 0 | 0 | 0 | 0
PV | 13 | 4 | 0 | 0 | 0 | 0 | 0 | 0.99871 | 5.2597 | 10.8426 | 15.8197 | 19.4758 | 21.7045 | 22.5019 | 21.7713 | 19.8319 | 16.2687 | 11.6265 | 6.0639 | 1.3432 | 0.048387 | 0 | 0 | 0 | 0 | 0
PV | 13 | 5 | 0 | 0 | 0 | 0 | 0.025 | 1.084 | 5.294 | 10.874 | 15.633 | 19.099 | 21.195 | 22.033 | 21.492 | 19.65 | 16.481 | 12.01 | 6.597 | 1.554 | 0.185 | 0 | 0 | 0 | 0 | 0
PV | 13 | 6 | 0 | 0 | 0 | 0 | 0.0067742 | 0.87871 | 5.0748 | 10.8648 | 15.6939 | 19.1603 | 21.241 | 22.0558 | 21.5274 | 19.7052 | 16.5629 | 12.1355 | 6.7568 | 1.649 | 0.10839 | 0 | 0 | 0 | 0 | 0
PV | 13 | 7 | 0 | 0 | 0 | 0 | 0 | 0.6029 | 4.8977 | 10.9142 | 15.9223 | 19.4971 | 21.6377 | 22.4855 | 21.9281 | 20.0139 | 16.7381 | 12.0706 | 6.4123 | 1.2871 | 0.0019355 | 0 | 0 | 0 | 0 | 0
PV | 13 | 8 | 0 | 0 | 0 | 0 | 0 | 0.105 | 4.235 | 10.807 | 16.288 | 20.136 | 22.368 | 23.218 | 22.596 | 20.549 | 17 | 11.887 | 5.593 | 0.42 | 0 | 0 | 0 | 0 | 0 | 0
PV | 13 | 9 | 0 | 0 | 0 | 0 | 0 | 0 | 1.891 | 8.2306 | 14.5752 | 18.7742 | 21.2545 | 22.0877 | 20.999 | 18.5971 | 14.8606 | 9.7723 | 3.6174 | 0.012581 | 0 | 0 | 0 | 0 | 0 | 0
PV | 13 | 10 | 0 | 0 | 0 | 0 | 0 | 0 | 0.32 | 4.678 | 10.518 | 14.976 | 17.736 | 18.586 | 18.002 | 16.066 | 12.517 | 7.242 | 1.111 | 0 | 0 | 0 | 0 | 0 | 0 | 0
PV | 13 | 11 | 0 | 0 | 0 | 0 | 0 | 0 | 0.0077419 | 4.6229 | 11.249 | 16.0916 | 18.6871 | 19.5174 | 18.8255 | 16.4371 | 11.8539 | 6.0406 | 0.28839 | 0 | 0 | 0 | 0 | 0 | 0 | 0
PV | 14 | 0 | 0 | 0 | 0 | 0 | 0 | 0 | 0.087097 | 4.4903 | 9.4461 | 13.62 | 16.4313 | 17.5635 | 16.9994 | 14.9555 | 10.949 | 5.6013 | 0.59516 | 0 | 0 | 0 | 0 | 0 | 0 | 0
PV | 14 | 1 | 0 | 0 | 0 | 0 | 0 | 0 | 0.83571 | 5.6904 | 10.8321 | 14.9679 | 17.6957 | 18.8882 | 18.4104 | 16.1946 | 11.9529 | 7.1025 | 1.7464 | 0 | 0 | 0 | 0 | 0 | 0 | 0
PV | 14 | 2 | 0 | 0 | 0 | 0 | 0 | 0.014516 | 2.1058 | 6.8506 | 11.6806 | 16.1874 | 19.0752 | 20.5965 | 20.0806 | 17.489 | 13.7545 | 9.3106 | 3.8371 | 0.17129 | 0 | 0 | 0 | 0 | 0 | 0
PV | 14 | 3 | 0 | 0 | 0 | 0 | 0 | 0.353 | 4.161 | 9.884 | 15.073 | 18.84 | 21.098 | 21.995 | 21.55 | 19.366 | 15.741 | 10.99 | 5.505 | 0.886 | 0 | 0 | 0 | 0 | 0 | 0
PV | 14 | 4 | 0 | 0 | 0 | 0 | 0 | 0.99871 | 5.2597 | 10.8426 | 15.8197 | 19.4758 | 21.7045 | 22.5019 | 21.7713 | 19.8319 | 16.2687 | 11.6265 | 6.0639 | 1.3432 | 0.048387 | 0 | 0 | 0 | 0 | 0
PV | 14 | 5 | 0 | 0 | 0 | 0 | 0.025 | 1.084 | 5.294 | 10.874 | 15.633 | 19.099 | 21.195 | 22.033 | 21.492 | 19.65 | 16.481 | 12.01 | 6.597 | 1.554 | 0.185 | 0 | 0 | 0 | 0 | 0
PV | 14 | 6 | 0 | 0 | 0 | 0 | 0.0067742 | 0.87871 | 5.0748 | 10.8648 | 15.6939 | 19.1603 | 21.241 | 22.0558 | 21.5274 | 19.7052 | 16.5629 | 12.1355 | 6.7568 | 1.649 | 0.10839 | 0 | 0 | 0 | 0 | 0
PV | 14 | 7 | 0 | 0 | 0 | 0 | 0 | 0.6029 | 4.8977 | 10.9142 | 15.9223 | 19.4971 | 21.6377 | 22.4855 | 21.9281 | 20.0139 | 16.7381 | 12.0706 | 6.4123 | 1.2871 | 0.0019355 | 0 | 0 | 0 | 0 | 0
PV | 14 | 8 | 0 | 0 | 0 | 0 | 0 | 0.105 | 4.235 | 10.807 | 16.288 | 20.136 | 22.368 | 23.218 | 22.596 | 20.549 | 17 | 11.887 | 5.593 | 0.42 | 0 | 0 | 0 | 0 | 0 | 0
PV | 14 | 9 | 0 | 0 | 0 | 0 | 0 | 0 | 1.891 | 8.2306 | 14.5752 | 18.7742 | 21.2545 | 22.0877 | 20.999 | 18.5971 | 14.8606 | 9.7723 | 3.6174 | 0.012581 | 0 | 0 | 0 | 0 | 0 | 0
PV | 14 | 10 | 0 | 0 | 0 | 0 | 0 | 0 | 0.32 | 4.678 | 10.518 | 14.976 | 17.736 | 18.586 | 18.002 | 16.066 | 12.517 | 7.242 | 1.111 | 0 | 0 | 0 | 0 | 0 | 0 | 0
PV | 14 | 11 | 0 | 0 | 0 | 0 | 0 | 0 | 0.0077419 | 4.6229 | 11.249 | 16.0916 | 18.6871 | 19.5174 | 18.8255 | 16.4371 | 11.8539 | 6.0406 | 0.28839 | 0 | 0 | 0 | 0 | 0 | 0 | 0
PV | 15 | 0 | 0 | 0 | 0 | 0 | 0 | 0 | 0.087097 | 4.4903 | 9.4461 | 13.62 | 16.4313 | 17.5635 | 16.9994 | 14.9555 | 10.949 | 5.6013 | 0.59516 | 0 | 0 | 0 | 0 | 0 | 0 | 0
PV | 15 | 1 | 0 | 0 | 0 | 0 | 0 | 0 | 0.83571 | 5.6904 | 10.8321 | 14.9679 | 17.6957 | 18.8882 | 18.4104 | 16.1946 | 11.9529 | 7.1025 | 1.7464 | 0 | 0 | 0 | 0 | 0 | 0 | 0
PV | 15 | 2 | 0 | 0 | 0 | 0 | 0 | 0.014516 | 2.1058 | 6.8506 | 11.6806 | 16.1874 | 19.0752 | 20.5965 | 20.0806 | 17.489 | 13.7545 | 9.3106 | 3.8371 | 0.17129 | 0 | 0 | 0 | 0 | 0 | 0
PV | 15 | 3 | 0 | 0 | 0 | 0 | 0 | 0.353 | 4.161 | 9.884 | 15.073 | 18.84 | 21.098 | 21.995 | 21.55 | 19.366 | 15.741 | 10.99 | 5.505 | 0.886 | 0 | 0 | 0 | 0 | 0 | 0
PV | 15 | 4 | 0 | 0 | 0 | 0 | 0 | 0.99871 | 5.2597 | 10.8426 | 15.8197 | 19.4758 | 21.7045 | 22.5019 | 21.7713 | 19.8319 | 16.2687 | 11.6265 | 6.0639 | 1.3432 | 0.048387 | 0 | 0 | 0 | 0 | 0
PV | 15 | 5 | 0 | 0 | 0 | 0 | 0.025 | 1.084 | 5.294 | 10.874 | 15.633 | 19.099 | 21.195 | 22.033 | 21.492 | 19.65 | 16.481 | 12.01 | 6.597 | 1.554 | 0.185 | 0 | 0 | 0 | 0 | 0
PV | 15 | 6 | 0 | 0 | 0 | 0 | 0.0067742 | 0.87871 | 5.0748 | 10.8648 | 15.6939 | 19.1603 | 21.241 | 22.0558 | 21.5274 | 19.7052 | 16.5629 | 12.1355 | 6.7568 | 1.649 | 0.10839 | 0 | 0 | 0 | 0 | 0
PV | 15 | 7 | 0 | 0 | 0 | 0 | 0 | 0.6029 | 4.8977 | 10.9142 | 15.9223 | 19.4971 | 21.6377 | 22.4855 | 21.9281 | 20.0139 | 16.7381 | 12.0706 | 6.4123 | 1.2871 | 0.0019355 | 0 | 0 | 0 | 0 | 0
PV | 15 | 8 | 0 | 0 | 0 | 0 | 0 | 0.105 | 4.235 | 10.807 | 16.288 | 20.136 | 22.368 | 23.218 | 22.596 | 20.549 | 17 | 11.887 | 5.593 | 0.42 | 0 | 0 | 0 | 0 | 0 | 0
PV | 15 | 9 | 0 | 0 | 0 | 0 | 0 | 0 | 1.891 | 8.2306 | 14.5752 | 18.7742 | 21.2545 | 22.0877 | 20.999 | 18.5971 | 14.8606 | 9.7723 | 3.6174 | 0.012581 | 0 | 0 | 0 | 0 | 0 | 0
PV | 15 | 10 | 0 | 0 | 0 | 0 | 0 | 0 | 0.32 | 4.678 | 10.518 | 14.976 | 17.736 | 18.586 | 18.002 | 16.066 | 12.517 | 7.242 | 1.111 | 0 | 0 | 0 | 0 | 0 | 0 | 0
PV | 15 | 11 | 0 | 0 | 0 | 0 | 0 | 0 | 0.0077419 | 4.6229 | 11.249 | 16.0916 | 18.6871 | 19.5174 | 18.8255 | 16.4371 | 11.8539 | 6.0406 | 0.28839 | 0 | 0 | 0 | 0 | 0 | 0 | 0
PV | 16 | 0 | 0 | 0 | 0 | 0 | 0 | 0 | 0.087097 | 4.4903 | 9.4461 | 13.62 | 16.4313 | 17.5635 | 16.9994 | 14.9555 | 10.949 | 5.6013 | 0.59516 | 0 | 0 | 0 | 0 | 0 | 0 | 0
PV | 16 | 1 | 0 | 0 | 0 | 0 | 0 | 0 | 0.83571 | 5.6904 | 10.8321 | 14.9679 | 17.6957 | 18.8882 | 18.4104 | 16.1946 | 11.9529 | 7.1025 | 1.7464 | 0 | 0 | 0 | 0 | 0 | 0 | 0
PV | 16 | 2 | 0 | 0 | 0 | 0 | 0 | 0.014516 | 2.1058 | 6.8506 | 11.6806 | 16.1874 | 19.0752 | 20.5965 | 20.0806 | 17.489 | 13.7545 | 9.3106 | 3.8371 | 0.17129 | 0 | 0 | 0 | 0 | 0 | 0
PV | 16 | 3 | 0 | 0 | 0 | 0 | 0 | 0.353 | 4.161 | 9.884 | 15.073 | 18.84 | 21.098 | 21.995 | 21.55 | 19.366 | 15.741 | 10.99 | 5.505 | 0.886 | 0 | 0 | 0 | 0 | 0 | 0
PV | 16 | 4 | 0 | 0 | 0 | 0 | 0 | 0.99871 | 5.2597 | 10.8426 | 15.8197 | 19.4758 | 21.7045 | 22.5019 | 21.7713 | 19.8319 | 16.2687 | 11.6265 | 6.0639 | 1.3432 | 0.048387 | 0 | 0 | 0 | 0 | 0
PV | 16 | 5 | 0 | 0 | 0 | 0 | 0.025 | 1.084 | 5.294 | 10.874 | 15.633 | 19.099 | 21.195 | 22.033 | 21.492 | 19.65 | 16.481 | 12.01 | 6.597 | 1.554 | 0.185 | 0 | 0 | 0 | 0 | 0
PV | 16 | 6 | 0 | 0 | 0 | 0 | 0.0067742 | 0.87871 | 5.0748 | 10.8648 | 15.6939 | 19.1603 | 21.241 | 22.0558 | 21.5274 | 19.7052 | 16.5629 | 12.1355 | 6.7568 | 1.649 | 0.10839 | 0 | 0 | 0 | 0 | 0
PV | 16 | 7 | 0 | 0 | 0 | 0 | 0 | 0.6029 | 4.8977 | 10.9142 | 15.9223 | 19.4971 | 21.6377 | 22.4855 | 21.9281 | 20.0139 | 16.7381 | 12.0706 | 6.4123 | 1.2871 | 0.0019355 | 0 | 0 | 0 | 0 | 0
PV | 16 | 8 | 0 | 0 | 0 | 0 | 0 | 0.105 | 4.235 | 10.807 | 16.288 | 20.136 | 22.368 | 23.218 | 22.596 | 20.549 | 17 | 11.887 | 5.593 | 0.42 | 0 | 0 | 0 | 0 | 0 | 0
PV | 16 | 9 | 0 | 0 | 0 | 0 | 0 | 0 | 1.891 | 8.2306 | 14.5752 | 18.7742 | 21.2545 | 22.0877 | 20.999 | 18.5971 | 14.8606 | 9.7723 | 3.6174 | 0.012581 | 0 | 0 | 0 | 0 | 0 | 0
PV | 16 | 10 | 0 | 0 | 0 | 0 | 0 | 0 | 0.32 | 4.678 | 10.518 | 14.976 | 17.736 | 18.586 | 18.002 | 16.066 | 12.517 | 7.242 | 1.111 | 0 | 0 | 0 | 0 | 0 | 0 | 0
PV | 16 | 11 | 0 | 0 | 0 | 0 | 0 | 0 | 0.0077419 | 4.6229 | 11.249 | 16.0916 | 18.6871 | 19.5174 | 18.8255 | 16.4371 | 11.8539 | 6.0406 | 0.28839 | 0 | 0 | 0 | 0 | 0 | 0 | 0
PV | 17 | 0 | 0 | 0 | 0 | 0 | 0 | 0 | 0.087097 | 4.4903 | 9.4461 | 13.62 | 16.4313 | 17.5635 | 16.9994 | 14.9555 | 10.949 | 5.6013 | 0.59516 | 0 | 0 | 0 | 0 | 0 | 0 | 0
PV | 17 | 1 | 0 | 0 | 0 | 0 | 0 | 0 | 0.83571 | 5.6904 | 10.8321 | 14.9679 | 17.6957 | 18.8882 | 18.4104 | 16.1946 | 11.9529 | 7.1025 | 1.7464 | 0 | 0 | 0 | 0 | 0 | 0 | 0
PV | 17 | 2 | 0 | 0 | 0 | 0 | 0 | 0.014516 | 2.1058 | 6.8506 | 11.6806 | 16.1874 | 19.0752 | 20.5965 | 20.0806 | 17.489 | 13.7545 | 9.3106 | 3.8371 | 0.17129 | 0 | 0 | 0 | 0 | 0 | 0
PV | 17 | 3 | 0 | 0 | 0 | 0 | 0 | 0.353 | 4.161 | 9.884 | 15.073 | 18.84 | 21.098 | 21.995 | 21.55 | 19.366 | 15.741 | 10.99 | 5.505 | 0.886 | 0 | 0 | 0 | 0 | 0 | 0
PV | 17 | 4 | 0 | 0 | 0 | 0 | 0 | 0.99871 | 5.2597 | 10.8426 | 15.8197 | 19.4758 | 21.7045 | 22.5019 | 21.7713 | 19.8319 | 16.2687 | 11.6265 | 6.0639 | 1.3432 | 0.048387 | 0 | 0 | 0 | 0 | 0
PV | 17 | 5 | 0 | 0 | 0 | 0 | 0.025 | 1.084 | 5.294 | 10.874 | 15.633 | 19.099 | 21.195 | 22.033 | 21.492 | 19.65 | 16.481 | 12.01 | 6.597 | 1.554 | 0.185 | 0 | 0 | 0 | 0 | 0
PV | 17 | 6 | 0 | 0 | 0 | 0 | 0.0067742 | 0.87871 | 5.0748 | 10.8648 | 15.6939 | 19.1603 | 21.241 | 22.0558 | 21.5274 | 19.7052 | 16.5629 | 12.1355 | 6.7568 | 1.649 | 0.10839 | 0 | 0 | 0 | 0 | 0
PV | 17 | 7 | 0 | 0 | 0 | 0 | 0 | 0.6029 | 4.8977 | 10.9142 | 15.9223 | 19.4971 | 21.6377 | 22.4855 | 21.9281 | 20.0139 | 16.7381 | 12.0706 | 6.4123 | 1.2871 | 0.0019355 | 0 | 0 | 0 | 0 | 0
PV | 17 | 8 | 0 | 0 | 0 | 0 | 0 | 0.105 | 4.235 | 10.807 | 16.288 | 20.136 | 22.368 | 23.218 | 22.596 | 20.549 | 17 | 11.887 | 5.593 | 0.42 | 0 | 0 | 0 | 0 | 0 | 0
PV | 17 | 9 | 0 | 0 | 0 | 0 | 0 | 0 | 1.891 | 8.2306 | 14.5752 | 18.7742 | 21.2545 | 22.0877 | 20.999 | 18.5971 | 14.8606 | 9.7723 | 3.6174 | 0.012581 | 0 | 0 | 0 | 0 | 0 | 0
PV | 17 | 10 | 0 | 0 | 0 | 0 | 0 | 0 | 0.32 | 4.678 | 10.518 | 14.976 | 17.736 | 18.586 | 18.002 | 16.066 | 12.517 | 7.242 | 1.111 | 0 | 0 | 0 | 0 | 0 | 0 | 0
PV | 17 | 11 | 0 | 0 | 0 | 0 | 0 | 0 | 0.0077419 | 4.6229 | 11.249 | 16.0916 | 18.6871 | 19.5174 | 18.8255 | 16.4371 | 11.8539 | 6.0406 | 0.28839 | 0 | 0 | 0 | 0 | 0 | 0 | 0
PV | 18 | 0 | 0 | 0 | 0 | 0 | 0 | 0 | 0.087097 | 4.4903 | 9.4461 | 13.62 | 16.4313 | 17.5635 | 16.9994 | 14.9555 | 10.949 | 5.6013 | 0.59516 | 0 | 0 | 0 | 0 | 0 | 0 | 0
PV | 18 | 1 | 0 | 0 | 0 | 0 | 0 | 0 | 0.83571 | 5.6904 | 10.8321 | 14.9679 | 17.6957 | 18.8882 | 18.4104 | 16.1946 | 11.9529 | 7.1025 | 1.7464 | 0 | 0 | 0 | 0 | 0 | 0 | 0
PV | 18 | 2 | 0 | 0 | 0 | 0 | 0 | 0.014516 | 2.1058 | 6.8506 | 11.6806 | 16.1874 | 19.0752 | 20.5965 | 20.0806 | 17.489 | 13.7545 | 9.3106 | 3.8371 | 0.17129 | 0 | 0 | 0 | 0 | 0 | 0
PV | 18 | 3 | 0 | 0 | 0 | 0 | 0 | 0.353 | 4.161 | 9.884 | 15.073 | 18.84 | 21.098 | 21.995 | 21.55 | 19.366 | 15.741 | 10.99 | 5.505 | 0.886 | 0 | 0 | 0 | 0 | 0 | 0
PV | 18 | 4 | 0 | 0 | 0 | 0 | 0 | 0.99871 | 5.2597 | 10.8426 | 15.8197 | 19.4758 | 21.7045 | 22.5019 | 21.7713 | 19.8319 | 16.2687 | 11.6265 | 6.0639 | 1.3432 | 0.048387 | 0 | 0 | 0 | 0 | 0
PV | 18 | 5 | 0 | 0 | 0 | 0 | 0.025 | 1.084 | 5.294 | 10.874 | 15.633 | 19.099 | 21.195 | 22.033 | 21.492 | 19.65 | 16.481 | 12.01 | 6.597 | 1.554 | 0.185 | 0 | 0 | 0 | 0 | 0
PV | 18 | 6 | 0 | 0 | 0 | 0 | 0.0067742 | 0.87871 | 5.0748 | 10.8648 | 15.6939 | 19.1603 | 21.241 | 22.0558 | 21.5274 | 19.7052 | 16.5629 | 12.1355 | 6.7568 | 1.649 | 0.10839 | 0 | 0 | 0 | 0 | 0
PV | 18 | 7 | 0 | 0 | 0 | 0 | 0 | 0.6029 | 4.8977 | 10.9142 | 15.9223 | 19.4971 | 21.6377 | 22.4855 | 21.9281 | 20.0139 | 16.7381 | 12.0706 | 6.4123 | 1.2871 | 0.0019355 | 0 | 0 | 0 | 0 | 0
PV | 18 | 8 | 0 | 0 | 0 | 0 | 0 | 0.105 | 4.235 | 10.807 | 16.288 | 20.136 | 22.368 | 23.218 | 22.596 | 20.549 | 17 | 11.887 | 5.593 | 0.42 | 0 | 0 | 0 | 0 | 0 | 0
PV | 18 | 9 | 0 | 0 | 0 | 0 | 0 | 0 | 1.891 | 8.2306 | 14.5752 | 18.7742 | 21.2545 | 22.0877 | 20.999 | 18.5971 | 14.8606 | 9.7723 | 3.6174 | 0.012581 | 0 | 0 | 0 | 0 | 0 | 0
PV | 18 | 10 | 0 | 0 | 0 | 0 | 0 | 0 | 0.32 | 4.678 | 10.518 | 14.976 | 17.736 | 18.586 | 18.002 | 16.066 | 12.517 | 7.242 | 1.111 | 0 | 0 | 0 | 0 | 0 | 0 | 0
PV | 18 | 11 | 0 | 0 | 0 | 0 | 0 | 0 | 0.0077419 | 4.6229 | 11.249 | 16.0916 | 18.6871 | 19.5174 | 18.8255 | 16.4371 | 11.8539 | 6.0406 | 0.28839 | 0 | 0 | 0 | 0 | 0 | 0 | 0
PV | 19 | 0 | 0 | 0 | 0 | 0 | 0 | 0 | 0.087097 | 4.4903 | 9.4461 | 13.62 | 16.4313 | 17.5635 | 16.9994 | 14.9555 | 10.949 | 5.6013 | 0.59516 | 0 | 0 | 0 | 0 | 0 | 0 | 0
PV | 19 | 1 | 0 | 0 | 0 | 0 | 0 | 0 | 0.83571 | 5.6904 | 10.8321 | 14.9679 | 17.6957 | 18.8882 | 18.4104 | 16.1946 | 11.9529 | 7.1025 | 1.7464 | 0 | 0 | 0 | 0 | 0 | 0 | 0
PV | 19 | 2 | 0 | 0 | 0 | 0 | 0 | 0.014516 | 2.1058 | 6.8506 | 11.6806 | 16.1874 | 19.0752 | 20.5965 | 20.0806 | 17.489 | 13.7545 | 9.3106 | 3.8371 | 0.17129 | 0 | 0 | 0 | 0 | 0 | 0
PV | 19 | 3 | 0 | 0 | 0 | 0 | 0 | 0.353 | 4.161 | 9.884 | 15.073 | 18.84 | 21.098 | 21.995 | 21.55 | 19.366 | 15.741 | 10.99 | 5.505 | 0.886 | 0 | 0 | 0 | 0 | 0 | 0
PV | 19 | 4 | 0 | 0 | 0 | 0 | 0 | 0.99871 | 5.2597 | 10.8426 | 15.8197 | 19.4758 | 21.7045 | 22.5019 | 21.7713 | 19.8319 | 16.2687 | 11.6265 | 6.0639 | 1.3432 | 0.048387 | 0 | 0 | 0 | 0 | 0
PV | 19 | 5 | 0 | 0 | 0 | 0 | 0.025 | 1.084 | 5.294 | 10.874 | 15.633 | 19.099 | 21.195 | 22.033 | 21.492 | 19.65 | 16.481 | 12.01 | 6.597 | 1.554 | 0.185 | 0 | 0 | 0 | 0 | 0
PV | 19 | 6 | 0 | 0 | 0 | 0 | 0.0067742 | 0.87871 | 5.0748 | 10.8648 | 15.6939 | 19.1603 | 21.241 | 22.0558 | 21.5274 | 19.7052 | 16.5629 | 12.1355 | 6.7568 | 1.649 | 0.10839 | 0 | 0 | 0 | 0 | 0
PV | 19 | 7 | 0 | 0 | 0 | 0 | 0 | 0.6029 | 4.8977 | 10.9142 | 15.9223 | 19.4971 | 21.6377 | 22.4855 | 21.9281 | 20.0139 | 16.7381 | 12.0706 | 6.4123 | 1.2871 | 0.0019355 | 0 | 0 | 0 | 0 | 0
PV | 19 | 8 | 0 | 0 | 0 | 0 | 0 | 0.105 | 4.235 | 10.807 | 16.288 | 20.136 | 22.368 | 23.218 | 22.596 | 20.549 | 17 | 11.887 | 5.593 | 0.42 | 0 | 0 | 0 | 0 | 0 | 0
PV | 19 | 9 | 0 | 0 | 0 | 0 | 0 | 0 | 1.891 | 8.2306 | 14.5752 | 18.7742 | 21.2545 | 22.0877 | 20.999 | 18.5971 | 14.8606 | 9.7723 | 3.6174 | 0.012581 | 0 | 0 | 0 | 0 | 0 | 0
PV | 19 | 10 | 0 | 0 | 0 | 0 | 0 | 0 | 0.32 | 4.678 | 10.518 | 14.976 | 17.736 | 18.586 | 18.002 | 16.066 | 12.517 | 7.242 | 1.111 | 0 | 0 | 0 | 0 | 0 | 0 | 0
PV | 19 | 11 | 0 | 0 | 0 | 0 | 0 | 0 | 0.0077419 | 4.6229 | 11.249 | 16.0916 | 18.6871 | 19.5174 | 18.8255 | 16.4371 | 11.8539 | 6.0406 | 0.28839 | 0 | 0 | 0 | 0 | 0 | 0 | 0
Wind | 0 | 0 | 0 | 0 | 0 | 0 | 0 | 0 | 0 | 0 | 0 | 0 | 0 | 0 | 0 | 0 | 0 | 0 | 0 | 0 | 0 | 0 | 0 | 0 | 0 | 0
Wind | 0 | 1 | 0 | 0 | 0 | 0 | 0 | 0 | 0 | 0 | 0 | 0 | 0 | 0 | 0 | 0 | 0 | 0 | 0 | 0 | 0 | 0 | 0 | 0 | 0 | 0
Wind | 0 | 2 | 0 | 0 | 0 | 0 | 0 | 0 | 0 | 0 | 0 | 0 | 0 | 0 | 0 | 0 | 0 | 0 | 0 | 0 | 0 | 0 | 0 | 0 | 0 | 0
Wind | 0 | 3 | 0 | 0 | 0 | 0 | 0 | 0 | 0 | 0 | 0 | 0 | 0 | 0 | 0 | 0 | 0 | 0 | 0 | 0 | 0 | 0 | 0 | 0 | 0 | 0
Wind | 0 | 4 | 0 | 0 | 0 | 0 | 0 | 0 | 0 | 0 | 0 | 0 | 0 | 0 | 0 | 0 | 0 | 0 | 0 | 0 | 0 | 0 | 0 | 0 | 0 | 0
Wind | 0 | 5 | 0 | 0 | 0 | 0 | 0 | 0 | 0 | 0 | 0 | 0 | 0 | 0 | 0 | 0 | 0 | 0 | 0 | 0 | 0 | 0 | 0 | 0 | 0 | 0
Wind | 0 | 6 | 0 | 0 | 0 | 0 | 0 | 0 | 0 | 0 | 0 | 0 | 0 | 0 | 0 | 0 | 0 | 0 | 0 | 0 | 0 | 0 | 0 | 0 | 0 | 0
Wind | 0 | 7 | 0 | 0 | 0 | 0 | 0 | 0 | 0 | 0 | 0 | 0 | 0 | 0 | 0 | 0 | 0 | 0 | 0 | 0 | 0 | 0 | 0 | 0 | 0 | 0
Wind | 0 | 8 | 0 | 0 | 0 | 0 | 0 | 0 | 0 | 0 | 0 | 0 | 0 | 0 | 0 | 0 | 0 | 0 | 0 | 0 | 0 | 0 | 0 | 0 | 0 | 0
Wind | 0 | 9 | 0 | 0 | 0 | 0 | 0 | 0 | 0 | 0 | 0 | 0 | 0 | 0 | 0 | 0 | 0 | 0 | 0 | 0 | 0 | 0 | 0 | 0 | 0 | 0
Wind | 0 | 10 | 0 | 0 | 0 | 0 | 0 | 0 | 0 | 0 | 0 | 0 | 0 | 0 | 0 | 0 | 0 | 0 | 0 | 0 | 0 | 0 | 0 | 0 | 0 | 0
Wind | 0 | 11 | 0 | 0 | 0 | 0 | 0 | 0 | 0 | 0 | 0 | 0 | 0 | 0 | 0 | 0 | 0 | 0 | 0 | 0 | 0 | 0 | 0 | 0 | 0 | 0
Wind | 1 | 0 | 0 | 0 | 0 | 0 | 0 | 0 | 0 | 0 | 0 | 0 | 0 | 0 | 0 | 0 | 0 | 0 | 0 | 0 | 0 | 0 | 0 | 0 | 0 | 0
Wind | 1 | 1 | 0 | 0 | 0 | 0 | 0 | 0 | 0 | 0 | 0 | 0 | 0 | 0 | 0 | 0 | 0 | 0 | 0 | 0 | 0 | 0 | 0 | 0 | 0 | 0
Wind | 1 | 2 | 0 | 0 | 0 | 0 | 0 | 0 | 0 | 0 | 0 | 0 | 0 | 0 | 0 | 0 | 0 | 0 | 0 | 0 | 0 | 0 | 0 | 0 | 0 | 0
Wind | 1 | 3 | 0 | 0 | 0 | 0 | 0 | 0 | 0 | 0 | 0 | 0 | 0 | 0 | 0 | 0 | 0 | 0 | 0 | 0 | 0 | 0 | 0 | 0 | 0 | 0
Wind | 1 | 4 | 0 | 0 | 0 | 0 | 0 | 0 | 0 | 0 | 0 | 0 | 0 | 0 | 0 | 0 | 0 | 0 | 0 | 0 | 0 | 0 | 0 | 0 | 0 | 0
Wind | 1 | 5 | 0 | 0 | 0 | 0 | 0 | 0 | 0 | 0 | 0 | 0 | 0 | 0 | 0 | 0 | 0 | 0 | 0 | 0 | 0 | 0 | 0 | 0 | 0 | 0
Wind | 1 | 6 | 0 | 0 | 0 | 0 | 0 | 0 | 0 | 0 | 0 | 0 | 0 | 0 | 0 | 0 | 0 | 0 | 0 | 0 | 0 | 0 | 0 | 0 | 0 | 0
Wind | 1 | 7 | 0 | 0 | 0 | 0 | 0 | 0 | 0 | 0 | 0 | 0 | 0 | 0 | 0 | 0 | 0 | 0 | 0 | 0 | 0 | 0 | 0 | 0 | 0 | 0
Wind | 1 | 8 | 0 | 0 | 0 | 0 | 0 | 0 | 0 | 0 | 0 | 0 | 0 | 0 | 0 | 0 | 0 | 0 | 0 | 0 | 0 | 0 | 0 | 0 | 0 | 0
Wind | 1 | 9 | 0 | 0 | 0 | 0 | 0 | 0 | 0 | 0 | 0 | 0 | 0 | 0 | 0 | 0 | 0 | 0 | 0 | 0 | 0 | 0 | 0 | 0 | 0 | 0
Wind | 1 | 10 | 0 | 0 | 0 | 0 | 0 | 0 | 0 | 0 | 0 | 0 | 0 | 0 | 0 | 0 | 0 | 0 | 0 | 0 | 0 | 0 | 0 | 0 | 0 | 0
Wind | 1 | 11 | 0 | 0 | 0 | 0 | 0 | 0 | 0 | 0 | 0 | 0 | 0 | 0 | 0 | 0 | 0 | 0 | 0 | 0 | 0 | 0 | 0 | 0 | 0 | 0
Wind | 2 | 0 | 0 | 0 | 0 | 0 | 0 | 0 | 0 | 0 | 0 | 0 | 0 | 0 | 0 | 0 | 0 | 0 | 0 | 0 | 0 | 0 | 0 | 0 | 0 | 0
Wind | 2 | 1 | 0 | 0 | 0 | 0 | 0 | 0 | 0 | 0 | 0 | 0 | 0 | 0 | 0 | 0 | 0 | 0 | 0 | 0 | 0 | 0 | 0 | 0 | 0 | 0
Wind | 2 | 2 | 0 | 0 | 0 | 0 | 0 | 0 | 0 | 0 | 0 | 0 | 0 | 0 | 0 | 0 | 0 | 0 | 0 | 0 | 0 | 0 | 0 | 0 | 0 | 0
Wind | 2 | 3 | 0 | 0 | 0 | 0 | 0 | 0 | 0 | 0 | 0 | 0 | 0 | 0 | 0 | 0 | 0 | 0 | 0 | 0 | 0 | 0 | 0 | 0 | 0 | 0
Wind | 2 | 4 | 0 | 0 | 0 | 0 | 0 | 0 | 0 | 0 | 0 | 0 | 0 | 0 | 0 | 0 | 0 | 0 | 0 | 0 | 0 | 0 | 0 | 0 | 0 | 0
Wind | 2 | 5 | 0 | 0 | 0 | 0 | 0 | 0 | 0 | 0 | 0 | 0 | 0 | 0 | 0 | 0 | 0 | 0 | 0 | 0 | 0 | 0 | 0 | 0 | 0 | 0
Wind | 2 | 6 | 0 | 0 | 0 | 0 | 0 | 0 | 0 | 0 | 0 | 0 | 0 | 0 | 0 | 0 | 0 | 0 | 0 | 0 | 0 | 0 | 0 | 0 | 0 | 0
Wind | 2 | 7 | 0 | 0 | 0 | 0 | 0 | 0 | 0 | 0 | 0 | 0 | 0 | 0 | 0 | 0 | 0 | 0 | 0 | 0 | 0 | 0 | 0 | 0 | 0 | 0
Wind | 2 | 8 | 0 | 0 | 0 | 0 | 0 | 0 | 0 | 0 | 0 | 0 | 0 | 0 | 0 | 0 | 0 | 0 | 0 | 0 | 0 | 0 | 0 | 0 | 0 | 0
Wind | 2 | 9 | 0 | 0 | 0 | 0 | 0 | 0 | 0 | 0 | 0 | 0 | 0 | 0 | 0 | 0 | 0 | 0 | 0 | 0 | 0 | 0 | 0 | 0 | 0 | 0
Wind | 2 | 10 | 0 | 0 | 0 | 0 | 0 | 0 | 0 | 0 | 0 | 0 | 0 | 0 | 0 | 0 | 0 | 0 | 0 | 0 | 0 | 0 | 0 | 0 | 0 | 0
Wind | 2 | 11 | 0 | 0 | 0 | 0 | 0 | 0 | 0 | 0 | 0 | 0 | 0 | 0 | 0 | 0 | 0 | 0 | 0 | 0 | 0 | 0 | 0 | 0 | 0 | 0
Wind | 3 | 0 | 0 | 0 | 0 | 0 | 0 | 0 | 0 | 0 | 0 | 0 | 0 | 0 | 0 | 0 | 0 | 0 | 0 | 0 | 0 | 0 | 0 | 0 | 0 | 0
Wind | 3 | 1 | 0 | 0 | 0 | 0 | 0 | 0 | 0 | 0 | 0 | 0 | 0 | 0 | 0 | 0 | 0 | 0 | 0 | 0 | 0 | 0 | 0 | 0 | 0 | 0
Wind | 3 | 2 | 0 | 0 | 0 | 0 | 0 | 0 | 0 | 0 | 0 | 0 | 0 | 0 | 0 | 0 | 0 | 0 | 0 | 0 | 0 | 0 | 0 | 0 | 0 | 0
Wind | 3 | 3 | 0 | 0 | 0 | 0 | 0 | 0 | 0 | 0 | 0 | 0 | 0 | 0 | 0 | 0 | 0 | 0 | 0 | 0 | 0 | 0 | 0 | 0 | 0 | 0
Wind | 3 | 4 | 0 | 0 | 0 | 0 | 0 | 0 | 0 | 0 | 0 | 0 | 0 | 0 | 0 | 0 | 0 | 0 | 0 | 0 | 0 | 0 | 0 | 0 | 0 | 0
Wind | 3 | 5 | 0 | 0 | 0 | 0 | 0 | 0 | 0 | 0 | 0 | 0 | 0 | 0 | 0 | 0 | 0 | 0 | 0 | 0 | 0 | 0 | 0 | 0 | 0 | 0
Wind | 3 | 6 | 0 | 0 | 0 | 0 | 0 | 0 | 0 | 0 | 0 | 0 | 0 | 0 | 0 | 0 | 0 | 0 | 0 | 0 | 0 | 0 | 0 | 0 | 0 | 0
Wind | 3 | 7 | 0 | 0 | 0 | 0 | 0 | 0 | 0 | 0 | 0 | 0 | 0 | 0 | 0 | 0 | 0 | 0 | 0 | 0 | 0 | 0 | 0 | 0 | 0 | 0
Wind | 3 | 8 | 0 | 0 | 0 | 0 | 0 | 0 | 0 | 0 | 0 | 0 | 0 | 0 | 0 | 0 | 0 | 0 | 0 | 0 | 0 | 0 | 0 | 0 | 0 | 0
Wind | 3 | 9 | 0 | 0 | 0 | 0 | 0 | 0 | 0 | 0 | 0 | 0 | 0 | 0 | 0 | 0 | 0 | 0 | 0 | 0 | 0 | 0 | 0 | 0 | 0 | 0
Wind | 3 | 10 | 0 | 0 | 0 | 0 | 0 | 0 | 0 | 0 | 0 | 0 | 0 | 0 | 0 | 0 | 0 | 0 | 0 | 0 | 0 | 0 | 0 | 0 | 0 | 0
Wind | 3 | 11 | 0 | 0 | 0 | 0 | 0 | 0 | 0 | 0 | 0 | 0 | 0 | 0 | 0 | 0 | 0 | 0 | 0 | 0 | 0 | 0 | 0 | 0 | 0 | 0
Wind | 4 | 0 | 0 | 0 | 0 | 0 | 0 | 0 | 0 | 0 | 0 | 0 | 0 | 0 | 0 | 0 | 0 | 0 | 0 | 0 | 0 | 0 | 0 | 0 | 0 | 0
Wind | 4 | 1 | 0 | 0 | 0 | 0 | 0 | 0 | 0 | 0 | 0 | 0 | 0 | 0 | 0 | 0 | 0 | 0 | 0 | 0 | 0 | 0 | 0 | 0 | 0 | 0
Wind | 4 | 2 | 0 | 0 | 0 | 0 | 0 | 0 | 0 | 0 | 0 | 0 | 0 | 0 | 0 | 0 | 0 | 0 | 0 | 0 | 0 | 0 | 0 | 0 | 0 | 0
Wind | 4 | 3 | 0 | 0 | 0 | 0 | 0 | 0 | 0 | 0 | 0 | 0 | 0 | 0 | 0 | 0 | 0 | 0 | 0 | 0 | 0 | 0 | 0 | 0 | 0 | 0
Wind | 4 | 4 | 0 | 0 | 0 | 0 | 0 | 0 | 0 | 0 | 0 | 0 | 0 | 0 | 0 | 0 | 0 | 0 | 0 | 0 | 0 | 0 | 0 | 0 | 0 | 0
Wind | 4 | 5 | 0 | 0 | 0 | 0 | 0 | 0 | 0 | 0 | 0 | 0 | 0 | 0 | 0 | 0 | 0 | 0 | 0 | 0 | 0 | 0 | 0 | 0 | 0 | 0
Wind | 4 | 6 | 0 | 0 | 0 | 0 | 0 | 0 | 0 | 0 | 0 | 0 | 0 | 0 | 0 | 0 | 0 | 0 | 0 | 0 | 0 | 0 | 0 | 0 | 0 | 0
Wind | 4 | 7 | 0 | 0 | 0 | 0 | 0 | 0 | 0 | 0 | 0 | 0 | 0 | 0 | 0 | 0 | 0 | 0 | 0 | 0 | 0 | 0 | 0 | 0 | 0 | 0
Wind | 4 | 8 | 0 | 0 | 0 | 0 | 0 | 0 | 0 | 0 | 0 | 0 | 0 | 0 | 0 | 0 | 0 | 0 | 0 | 0 | 0 | 0 | 0 | 0 | 0 | 0
Wind | 4 | 9 | 0 | 0 | 0 | 0 | 0 | 0 | 0 | 0 | 0 | 0 | 0 | 0 | 0 | 0 | 0 | 0 | 0 | 0 | 0 | 0 | 0 | 0 | 0 | 0
Wind | 4 | 10 | 0 | 0 | 0 | 0 | 0 | 0 | 0 | 0 | 0 | 0 | 0 | 0 | 0 | 0 | 0 | 0 | 0 | 0 | 0 | 0 | 0 | 0 | 0 | 0
Wind | 4 | 11 | 0 | 0 | 0 | 0 | 0 | 0 | 0 | 0 | 0 | 0 | 0 | 0 | 0 | 0 | 0 | 0 | 0 | 0 | 0 | 0 | 0 | 0 | 0 | 0
Wind | 5 | 0 | 0 | 0 | 0 | 0 | 0 | 0 | 0 | 0 | 0 | 0 | 0 | 0 | 0 | 0 | 0 | 0 | 0 | 0 | 0 | 0 | 0 | 0 | 0 | 0
Wind | 5 | 1 | 0 | 0 | 0 | 0 | 0 | 0 | 0 | 0 | 0 | 0 | 0 | 0 | 0 | 0 | 0 | 0 | 0 | 0 | 0 | 0 | 0 | 0 | 0 | 0
Wind | 5 | 2 | 0 | 0 | 0 | 0 | 0 | 0 | 0 | 0 | 0 | 0 | 0 | 0 | 0 | 0 | 0 | 0 | 0 | 0 | 0 | 0 | 0 | 0 | 0 | 0
Wind | 5 | 3 | 0 | 0 | 0 | 0 | 0 | 0 | 0 | 0 | 0 | 0 | 0 | 0 | 0 | 0 | 0 | 0 | 0 | 0 | 0 | 0 | 0 | 0 | 0 | 0
Wind | 5 | 4 | 0 | 0 | 0 | 0 | 0 | 0 | 0 | 0 | 0 | 0 | 0 | 0 | 0 | 0 | 0 | 0 | 0 | 0 | 0 | 0 | 0 | 0 | 0 | 0
Wind | 5 | 5 | 0 | 0 | 0 | 0 | 0 | 0 | 0 | 0 | 0 | 0 | 0 | 0 | 0 | 0 | 0 | 0 | 0 | 0 | 0 | 0 | 0 | 0 | 0 | 0
Wind | 5 | 6 | 0 | 0 | 0 | 0 | 0 | 0 | 0 | 0 | 0 | 0 | 0 | 0 | 0 | 0 | 0 | 0 | 0 | 0 | 0 | 0 | 0 | 0 | 0 | 0
Wind | 5 | 7 | 0 | 0 | 0 | 0 | 0 | 0 | 0 | 0 | 0 | 0 | 0 | 0 | 0 | 0 | 0 | 0 | 0 | 0 | 0 | 0 | 0 | 0 | 0 | 0
Wind | 5 | 8 | 0 | 0 | 0 | 0 | 0 | 0 | 0 | 0 | 0 | 0 | 0 | 0 | 0 | 0 | 0 | 0 | 0 | 0 | 0 | 0 | 0 | 0 | 0 | 0
Wind | 5 | 9 | 0 | 0 | 0 | 0 | 0 | 0 | 0 | 0 | 0 | 0 | 0 | 0 | 0 | 0 | 0 | 0 | 0 | 0 | 0 | 0 | 0 | 0 | 0 | 0
Wind | 5 | 10 | 0 | 0 | 0 | 0 | 0 | 0 | 0 | 0 | 0 | 0 | 0 | 0 | 0 | 0 | 0 | 0 | 0 | 0 | 0 | 0 | 0 | 0 | 0 | 0
Wind | 5 | 11 | 0 | 0 | 0 | 0 | 0 | 0 | 0 | 0 | 0 | 0 | 0 | 0 | 0 | 0 | 0 | 0 | 0 | 0 | 0 | 0 | 0 | 0 | 0 | 0
Wind | 6 | 0 | 0 | 0 | 0 | 0 | 0 | 0 | 0 | 0 | 0 | 0 | 0 | 0 | 0 | 0 | 0 | 0 | 0 | 0 | 0 | 0 | 0 | 0 | 0 | 0
Wind | 6 | 1 | 0 | 0 | 0 | 0 | 0 | 0 | 0 | 0 | 0 | 0 | 0 | 0 | 0 | 0 | 0 | 0 | 0 | 0 | 0 | 0 | 0 | 0 | 0 | 0
Wind | 6 | 2 | 0 | 0 | 0 | 0 | 0 | 0 | 0 | 0 | 0 | 0 | 0 | 0 | 0 | 0 | 0 | 0 | 0 | 0 | 0 | 0 | 0 | 0 | 0 | 0
Wind | 6 | 3 | 0 | 0 | 0 | 0 | 0 | 0 | 0 | 0 | 0 | 0 | 0 | 0 | 0 | 0 | 0 | 0 | 0 | 0 | 0 | 0 | 0 | 0 | 0 | 0
Wind | 6 | 4 | 0 | 0 | 0 | 0 | 0 | 0 | 0 | 0 | 0 | 0 | 0 | 0 | 0 | 0 | 0 | 0 | 0 | 0 | 0 | 0 | 0 | 0 | 0 | 0
Wind | 6 | 5 | 0 | 0 | 0 | 0 | 0 | 0 | 0 | 0 | 0 | 0 | 0 | 0 | 0 | 0 | 0 | 0 | 0 | 0 | 0 | 0 | 0 | 0 | 0 | 0
Wind | 6 | 6 | 0 | 0 | 0 | 0 | 0 | 0 | 0 | 0 | 0 | 0 | 0 | 0 | 0 | 0 | 0 | 0 | 0 | 0 | 0 | 0 | 0 | 0 | 0 | 0
Wind | 6 | 7 | 0 | 0 | 0 | 0 | 0 | 0 | 0 | 0 | 0 | 0 | 0 | 0 | 0 | 0 | 0 | 0 | 0 | 0 | 0 | 0 | 0 | 0 | 0 | 0
Wind | 6 | 8 | 0 | 0 | 0 | 0 | 0 | 0 | 0 | 0 | 0 | 0 | 0 | 0 | 0 | 0 | 0 | 0 | 0 | 0 | 0 | 0 | 0 | 0 | 0 | 0
Wind | 6 | 9 | 0 | 0 | 0 | 0 | 0 | 0 | 0 | 0 | 0 | 0 | 0 | 0 | 0 | 0 | 0 | 0 | 0 | 0 | 0 | 0 | 0 | 0 | 0 | 0
Wind | 6 | 10 | 0 | 0 | 0 | 0 | 0 | 0 | 0 | 0 | 0 | 0 | 0 | 0 | 0 | 0 | 0 | 0 | 0 | 0 | 0 | 0 | 0 | 0 | 0 | 0
Wind | 6 | 11 | 0 | 0 | 0 | 0 | 0 | 0 | 0 | 0 | 0 | 0 | 0 | 0 | 0 | 0 | 0 | 0 | 0 | 0 | 0 | 0 | 0 | 0 | 0 | 0
Wind | 7 | 0 | 0 | 0 | 0 | 0 | 0 | 0 | 0 | 0 | 0 | 0 | 0 | 0 | 0 | 0 | 0 | 0 | 0 | 0 | 0 | 0 | 0 | 0 | 0 | 0
Wind | 7 | 1 | 0 | 0 | 0 | 0 | 0 | 0 | 0 | 0 | 0 | 0 | 0 | 0 | 0 | 0 | 0 | 0 | 0 | 0 | 0 | 0 | 0 | 0 | 0 | 0
Wind | 7 | 2 | 0 | 0 | 0 | 0 | 0 | 0 | 0 | 0 | 0 | 0 | 0 | 0 | 0 | 0 | 0 | 0 | 0 | 0 | 0 | 0 | 0 | 0 | 0 | 0
Wind | 7 | 3 | 0 | 0 | 0 | 0 | 0 | 0 | 0 | 0 | 0 | 0 | 0 | 0 | 0 | 0 | 0 | 0 | 0 | 0 | 0 | 0 | 0 | 0 | 0 | 0
Wind | 7 | 4 | 0 | 0 | 0 | 0 | 0 | 0 | 0 | 0 | 0 | 0 | 0 | 0 | 0 | 0 | 0 | 0 | 0 | 0 | 0 | 0 | 0 | 0 | 0 | 0
Wind | 7 | 5 | 0 | 0 | 0 | 0 | 0 | 0 | 0 | 0 | 0 | 0 | 0 | 0 | 0 | 0 | 0 | 0 | 0 | 0 | 0 | 0 | 0 | 0 | 0 | 0
Wind | 7 | 6 | 0 | 0 | 0 | 0 | 0 | 0 | 0 | 0 | 0 | 0 | 0 | 0 | 0 | 0 | 0 | 0 | 0 | 0 | 0 | 0 | 0 | 0 | 0 | 0
Wind | 7 | 7 | 0 | 0 | 0 | 0 | 0 | 0 | 0 | 0 | 0 | 0 | 0 | 0 | 0 | 0 | 0 | 0 | 0 | 0 | 0 | 0 | 0 | 0 | 0 | 0
Wind | 7 | 8 | 0 | 0 | 0 | 0 | 0 | 0 | 0 | 0 | 0 | 0 | 0 | 0 | 0 | 0 | 0 | 0 | 0 | 0 | 0 | 0 | 0 | 0 | 0 | 0
Wind | 7 | 9 | 0 | 0 | 0 | 0 | 0 | 0 | 0 | 0 | 0 | 0 | 0 | 0 | 0 | 0 | 0 | 0 | 0 | 0 | 0 | 0 | 0 | 0 | 0 | 0
Wind | 7 | 10 | 0 | 0 | 0 | 0 | 0 | 0 | 0 | 0 | 0 | 0 | 0 | 0 | 0 | 0 | 0 | 0 | 0 | 0 | 0 | 0 | 0 | 0 | 0 | 0
Wind | 7 | 11 | 0 | 0 | 0 | 0 | 0 | 0 | 0 | 0 | 0 | 0 | 0 | 0 | 0 | 0 | 0 | 0 | 0 | 0 | 0 | 0 | 0 | 0 | 0 | 0
Wind | 8 | 0 | 0 | 0 | 0 | 0 | 0 | 0 | 0 | 0 | 0 | 0 | 0 | 0 | 0 | 0 | 0 | 0 | 0 | 0 | 0 | 0 | 0 | 0 | 0 | 0
Wind | 8 | 1 | 0 | 0 | 0 | 0 | 0 | 0 | 0 | 0 | 0 | 0 | 0 | 0 | 0 | 0 | 0 | 0 | 0 | 0 | 0 | 0 | 0 | 0 | 0 | 0
Wind | 8 | 2 | 0 | 0 | 0 | 0 | 0 | 0 | 0 | 0 | 0 | 0 | 0 | 0 | 0 | 0 | 0 | 0 | 0 | 0 | 0 | 0 | 0 | 0 | 0 | 0
Wind | 8 | 3 | 0 | 0 | 0 | 0 | 0 | 0 | 0 | 0 | 0 | 0 | 0 | 0 | 0 | 0 | 0 | 0 | 0 | 0 | 0 | 0 | 0 | 0 | 0 | 0
Wind | 8 | 4 | 0 | 0 | 0 | 0 | 0 | 0 | 0 | 0 | 0 | 0 | 0 | 0 | 0 | 0 | 0 | 0 | 0 | 0 | 0 | 0 | 0 | 0 | 0 | 0
Wind | 8 | 5 | 0 | 0 | 0 | 0 | 0 | 0 | 0 | 0 | 0 | 0 | 0 | 0 | 0 | 0 | 0 | 0 | 0 | 0 | 0 | 0 | 0 | 0 | 0 | 0
Wind | 8 | 6 | 0 | 0 | 0 | 0 | 0 | 0 | 0 | 0 | 0 | 0 | 0 | 0 | 0 | 0 | 0 | 0 | 0 | 0 | 0 | 0 | 0 | 0 | 0 | 0
Wind | 8 | 7 | 0 | 0 | 0 | 0 | 0 | 0 | 0 | 0 | 0 | 0 | 0 | 0 | 0 | 0 | 0 | 0 | 0 | 0 | 0 | 0 | 0 | 0 | 0 | 0
Wind | 8 | 8 | 0 | 0 | 0 | 0 | 0 | 0 | 0 | 0 | 0 | 0 | 0 | 0 | 0 | 0 | 0 | 0 | 0 | 0 | 0 | 0 | 0 | 0 | 0 | 0
Wind | 8 | 9 | 0 | 0 | 0 | 0 | 0 | 0 | 0 | 0 | 0 | 0 | 0 | 0 | 0 | 0 | 0 | 0 | 0 | 0 | 0 | 0 | 0 | 0 | 0 | 0
Wind | 8 | 10 | 0 | 0 | 0 | 0 | 0 | 0 | 0 | 0 | 0 | 0 | 0 | 0 | 0 | 0 | 0 | 0 | 0 | 0 | 0 | 0 | 0 | 0 | 0 | 0
Wind | 8 | 11 | 0 | 0 | 0 | 0 | 0 | 0 | 0 | 0 | 0 | 0 | 0 | 0 | 0 | 0 | 0 | 0 | 0 | 0 | 0 | 0 | 0 | 0 | 0 | 0
Wind | 9 | 0 | 0 | 0 | 0 | 0 | 0 | 0 | 0 | 0 | 0 | 0 | 0 | 0 | 0 | 0 | 0 | 0 | 0 | 0 | 0 | 0 | 0 | 0 | 0 | 0
Wind | 9 | 1 | 0 | 0 | 0 | 0 | 0 | 0 | 0 | 0 | 0 | 0 | 0 | 0 | 0 | 0 | 0 | 0 | 0 | 0 | 0 | 0 | 0 | 0 | 0 | 0
Wind | 9 | 2 | 0 | 0 | 0 | 0 | 0 | 0 | 0 | 0 | 0 | 0 | 0 | 0 | 0 | 0 | 0 | 0 | 0 | 0 | 0 | 0 | 0 | 0 | 0 | 0
Wind | 9 | 3 | 0 | 0 | 0 | 0 | 0 | 0 | 0 | 0 | 0 | 0 | 0 | 0 | 0 | 0 | 0 | 0 | 0 | 0 | 0 | 0 | 0 | 0 | 0 | 0
Wind | 9 | 4 | 0 | 0 | 0 | 0 | 0 | 0 | 0 | 0 | 0 | 0 | 0 | 0 | 0 | 0 | 0 | 0 | 0 | 0 | 0 | 0 | 0 | 0 | 0 | 0
Wind | 9 | 5 | 0 | 0 | 0 | 0 | 0 | 0 | 0 | 0 | 0 | 0 | 0 | 0 | 0 | 0 | 0 | 0 | 0 | 0 | 0 | 0 | 0 | 0 | 0 | 0
Wind | 9 | 6 | 0 | 0 | 0 | 0 | 0 | 0 | 0 | 0 | 0 | 0 | 0 | 0 | 0 | 0 | 0 | 0 | 0 | 0 | 0 | 0 | 0 | 0 | 0 | 0
Wind | 9 | 7 | 0 | 0 | 0 | 0 | 0 | 0 | 0 | 0 | 0 | 0 | 0 | 0 | 0 | 0 | 0 | 0 | 0 | 0 | 0 | 0 | 0 | 0 | 0 | 0
Wind | 9 | 8 | 0 | 0 | 0 | 0 | 0 | 0 | 0 | 0 | 0 | 0 | 0 | 0 | 0 | 0 | 0 | 0 | 0 | 0 | 0 | 0 | 0 | 0 | 0 | 0
Wind | 9 | 9 | 0 | 0 | 0 | 0 | 0 | 0 | 0 | 0 | 0 | 0 | 0 | 0 | 0 | 0 | 0 | 0 | 0 | 0 | 0 | 0 | 0 | 0 | 0 | 0
Wind | 9 | 10 | 0 | 0 | 0 | 0 | 0 | 0 | 0 | 0 | 0 | 0 | 0 | 0 | 0 | 0 | 0 | 0 | 0 | 0 | 0 | 0 | 0 | 0 | 0 | 0
Wind | 9 | 11 | 0 | 0 | 0 | 0 | 0 | 0 | 0 | 0 | 0 | 0 | 0 | 0 | 0 | 0 | 0 | 0 | 0 | 0 | 0 | 0 | 0 | 0 | 0 | 0
Wind | 10 | 0 | 0 | 0 | 0 | 0 | 0 | 0 | 0 | 0 | 0 | 0 | 0 | 0 | 0 | 0 | 0 | 0 | 0 | 0 | 0 | 0 | 0 | 0 | 0 | 0
Wind | 10 | 1 | 0 | 0 | 0 | 0 | 0 | 0 | 0 | 0 | 0 | 0 | 0 | 0 | 0 | 0 | 0 | 0 | 0 | 0 | 0 | 0 | 0 | 0 | 0 | 0
Wind | 10 | 2 | 0 | 0 | 0 | 0 | 0 | 0 | 0 | 0 | 0 | 0 | 0 | 0 | 0 | 0 | 0 | 0 | 0 | 0 | 0 | 0 | 0 | 0 | 0 | 0
Wind | 10 | 3 | 0 | 0 | 0 | 0 | 0 | 0 | 0 | 0 | 0 | 0 | 0 | 0 | 0 | 0 | 0 | 0 | 0 | 0 | 0 | 0 | 0 | 0 | 0 | 0
Wind | 10 | 4 | 0 | 0 | 0 | 0 | 0 | 0 | 0 | 0 | 0 | 0 | 0 | 0 | 0 | 0 | 0 | 0 | 0 | 0 | 0 | 0 | 0 | 0 | 0 | 0
Wind | 10 | 5 | 0 | 0 | 0 | 0 | 0 | 0 | 0 | 0 | 0 | 0 | 0 | 0 | 0 | 0 | 0 | 0 | 0 | 0 | 0 | 0 | 0 | 0 | 0 | 0
Wind | 10 | 6 | 0 | 0 | 0 | 0 | 0 | 0 | 0 | 0 | 0 | 0 | 0 | 0 | 0 | 0 | 0 | 0 | 0 | 0 | 0 | 0 | 0 | 0 | 0 | 0
Wind | 10 | 7 | 0 | 0 | 0 | 0 | 0 | 0 | 0 | 0 | 0 | 0 | 0 | 0 | 0 | 0 | 0 | 0 | 0 | 0 | 0 | 0 | 0 | 0 | 0 | 0
Wind | 10 | 8 | 0 | 0 | 0 | 0 | 0 | 0 | 0 | 0 | 0 | 0 | 0 | 0 | 0 | 0 | 0 | 0 | 0 | 0 | 0 | 0 | 0 | 0 | 0 | 0
Wind | 10 | 9 | 0 | 0 | 0 | 0 | 0 | 0 | 0 | 0 | 0 | 0 | 0 | 0 | 0 | 0 | 0 | 0 | 0 | 0 | 0 | 0 | 0 | 0 | 0 | 0
Wind | 10 | 10 | 0 | 0 | 0 | 0 | 0 | 0 | 0 | 0 | 0 | 0 | 0 | 0 | 0 | 0 | 0 | 0 | 0 | 0 | 0 | 0 | 0 | 0 | 0 | 0
Wind | 10 | 11 | 0 | 0 | 0 | 0 | 0 | 0 | 0 | 0 | 0 | 0 | 0 | 0 | 0 | 0 | 0 | 0 | 0 | 0 | 0 | 0 | 0 | 0 | 0 | 0
Wind | 11 | 0 | 0 | 0 | 0 | 0 | 0 | 0 | 0 | 0 | 0 | 0 | 0 | 0 | 0 | 0 | 0 | 0 | 0 | 0 | 0 | 0 | 0 | 0 | 0 | 0
Wind | 11 | 1 | 0 | 0 | 0 | 0 | 0 | 0 | 0 | 0 | 0 | 0 | 0 | 0 | 0 | 0 | 0 | 0 | 0 | 0 | 0 | 0 | 0 | 0 | 0 | 0
Wind | 11 | 2 | 0 | 0 | 0 | 0 | 0 | 0 | 0 | 0 | 0 | 0 | 0 | 0 | 0 | 0 | 0 | 0 | 0 | 0 | 0 | 0 | 0 | 0 | 0 | 0
Wind | 11 | 3 | 0 | 0 | 0 | 0 | 0 | 0 | 0 | 0 | 0 | 0 | 0 | 0 | 0 | 0 | 0 | 0 | 0 | 0 | 0 | 0 | 0 | 0 | 0 | 0
Wind | 11 | 4 | 0 | 0 | 0 | 0 | 0 | 0 | 0 | 0 | 0 | 0 | 0 | 0 | 0 | 0 | 0 | 0 | 0 | 0 | 0 | 0 | 0 | 0 | 0 | 0
Wind | 11 | 5 | 0 | 0 | 0 | 0 | 0 | 0 | 0 | 0 | 0 | 0 | 0 | 0 | 0 | 0 | 0 | 0 | 0 | 0 | 0 | 0 | 0 | 0 | 0 | 0
Wind | 11 | 6 | 0 | 0 | 0 | 0 | 0 | 0 | 0 | 0 | 0 | 0 | 0 | 0 | 0 | 0 | 0 | 0 | 0 | 0 | 0 | 0 | 0 | 0 | 0 | 0
Wind | 11 | 7 | 0 | 0 | 0 | 0 | 0 | 0 | 0 | 0 | 0 | 0 | 0 | 0 | 0 | 0 | 0 | 0 | 0 | 0 | 0 | 0 | 0 | 0 | 0 | 0
Wind | 11 | 8 | 0 | 0 | 0 | 0 | 0 | 0 | 0 | 0 | 0 | 0 | 0 | 0 | 0 | 0 | 0 | 0 | 0 | 0 | 0 | 0 | 0 | 0 | 0 | 0
Wind | 11 | 9 | 0 | 0 | 0 | 0 | 0 | 0 | 0 | 0 | 0 | 0 | 0 | 0 | 0 | 0 | 0 | 0 | 0 | 0 | 0 | 0 | 0 | 0 | 0 | 0
Wind | 11 | 10 | 0 | 0 | 0 | 0 | 0 | 0 | 0 | 0 | 0 | 0 | 0 | 0 | 0 | 0 | 0 | 0 | 0 | 0 | 0 | 0 | 0 | 0 | 0 | 0
Wind | 11 | 11 | 0 | 0 | 0 | 0 | 0 | 0 | 0 | 0 | 0 | 0 | 0 | 0 | 0 | 0 | 0 | 0 | 0 | 0 | 0 | 0 | 0 | 0 | 0 | 0
Wind | 12 | 0 | 0 | 0 | 0 | 0 | 0 | 0 | 0 | 0 | 0 | 0 | 0 | 0 | 0 | 0 | 0 | 0 | 0 | 0 | 0 | 0 | 0 | 0 | 0 | 0
Wind | 12 | 1 | 0 | 0 | 0 | 0 | 0 | 0 | 0 | 0 | 0 | 0 | 0 | 0 | 0 | 0 | 0 | 0 | 0 | 0 | 0 | 0 | 0 | 0 | 0 | 0
Wind | 12 | 2 | 0 | 0 | 0 | 0 | 0 | 0 | 0 | 0 | 0 | 0 | 0 | 0 | 0 | 0 | 0 | 0 | 0 | 0 | 0 | 0 | 0 | 0 | 0 | 0
Wind | 12 | 3 | 0 | 0 | 0 | 0 | 0 | 0 | 0 | 0 | 0 | 0 | 0 | 0 | 0 | 0 | 0 | 0 | 0 | 0 | 0 | 0 | 0 | 0 | 0 | 0
Wind | 12 | 4 | 0 | 0 | 0 | 0 | 0 | 0 | 0 | 0 | 0 | 0 | 0 | 0 | 0 | 0 | 0 | 0 | 0 | 0 | 0 | 0 | 0 | 0 | 0 | 0
Wind | 12 | 5 | 0 | 0 | 0 | 0 | 0 | 0 | 0 | 0 | 0 | 0 | 0 | 0 | 0 | 0 | 0 | 0 | 0 | 0 | 0 | 0 | 0 | 0 | 0 | 0
Wind | 12 | 6 | 0 | 0 | 0 | 0 | 0 | 0 | 0 | 0 | 0 | 0 | 0 | 0 | 0 | 0 | 0 | 0 | 0 | 0 | 0 | 0 | 0 | 0 | 0 | 0
Wind | 12 | 7 | 0 | 0 | 0 | 0 | 0 | 0 | 0 | 0 | 0 | 0 | 0 | 0 | 0 | 0 | 0 | 0 | 0 | 0 | 0 | 0 | 0 | 0 | 0 | 0
Wind | 12 | 8 | 0 | 0 | 0 | 0 | 0 | 0 | 0 | 0 | 0 | 0 | 0 | 0 | 0 | 0 | 0 | 0 | 0 | 0 | 0 | 0 | 0 | 0 | 0 | 0
Wind | 12 | 9 | 0 | 0 | 0 | 0 | 0 | 0 | 0 | 0 | 0 | 0 | 0 | 0 | 0 | 0 | 0 | 0 | 0 | 0 | 0 | 0 | 0 | 0 | 0 | 0
Wind | 12 | 10 | 0 | 0 | 0 | 0 | 0 | 0 | 0 | 0 | 0 | 0 | 0 | 0 | 0 | 0 | 0 | 0 | 0 | 0 | 0 | 0 | 0 | 0 | 0 | 0
Wind | 12 | 11 | 0 | 0 | 0 | 0 | 0 | 0 | 0 | 0 | 0 | 0 | 0 | 0 | 0 | 0 | 0 | 0 | 0 | 0 | 0 | 0 | 0 | 0 | 0 | 0
Wind | 13 | 0 | 0 | 0 | 0 | 0 | 0 | 0 | 0 | 0 | 0 | 0 | 0 | 0 | 0 | 0 | 0 | 0 | 0 | 0 | 0 | 0 | 0 | 0 | 0 | 0
Wind | 13 | 1 | 0 | 0 | 0 | 0 | 0 | 0 | 0 | 0 | 0 | 0 | 0 | 0 | 0 | 0 | 0 | 0 | 0 | 0 | 0 | 0 | 0 | 0 | 0 | 0
Wind | 13 | 2 | 0 | 0 | 0 | 0 | 0 | 0 | 0 | 0 | 0 | 0 | 0 | 0 | 0 | 0 | 0 | 0 | 0 | 0 | 0 | 0 | 0 | 0 | 0 | 0
Wind | 13 | 3 | 0 | 0 | 0 | 0 | 0 | 0 | 0 | 0 | 0 | 0 | 0 | 0 | 0 | 0 | 0 | 0 | 0 | 0 | 0 | 0 | 0 | 0 | 0 | 0
Wind | 13 | 4 | 0 | 0 | 0 | 0 | 0 | 0 | 0 | 0 | 0 | 0 | 0 | 0 | 0 | 0 | 0 | 0 | 0 | 0 | 0 | 0 | 0 | 0 | 0 | 0
Wind | 13 | 5 | 0 | 0 | 0 | 0 | 0 | 0 | 0 | 0 | 0 | 0 | 0 | 0 | 0 | 0 | 0 | 0 | 0 | 0 | 0 | 0 | 0 | 0 | 0 | 0
Wind | 13 | 6 | 0 | 0 | 0 | 0 | 0 | 0 | 0 | 0 | 0 | 0 | 0 | 0 | 0 | 0 | 0 | 0 | 0 | 0 | 0 | 0 | 0 | 0 | 0 | 0
Wind | 13 | 7 | 0 | 0 | 0 | 0 | 0 | 0 | 0 | 0 | 0 | 0 | 0 | 0 | 0 | 0 | 0 | 0 | 0 | 0 | 0 | 0 | 0 | 0 | 0 | 0
Wind | 13 | 8 | 0 | 0 | 0 | 0 | 0 | 0 | 0 | 0 | 0 | 0 | 0 | 0 | 0 | 0 | 0 | 0 | 0 | 0 | 0 | 0 | 0 | 0 | 0 | 0
Wind | 13 | 9 | 0 | 0 | 0 | 0 | 0 | 0 | 0 | 0 | 0 | 0 | 0 | 0 | 0 | 0 | 0 | 0 | 0 | 0 | 0 | 0 | 0 | 0 | 0 | 0
Wind | 13 | 10 | 0 | 0 | 0 | 0 | 0 | 0 | 0 | 0 | 0 | 0 | 0 | 0 | 0 | 0 | 0 | 0 | 0 | 0 | 0 | 0 | 0 | 0 | 0 | 0
Wind | 13 | 11 | 0 | 0 | 0 | 0 | 0 | 0 | 0 | 0 | 0 | 0 | 0 | 0 | 0 | 0 | 0 | 0 | 0 | 0 | 0 | 0 | 0 | 0 | 0 | 0
Wind | 14 | 0 | 0 | 0 | 0 | 0 | 0 | 0 | 0 | 0 | 0 | 0 | 0 | 0 | 0 | 0 | 0 | 0 | 0 | 0 | 0 | 0 | 0 | 0 | 0 | 0
Wind | 14 | 1 | 0 | 0 | 0 | 0 | 0 | 0 | 0 | 0 | 0 | 0 | 0 | 0 | 0 | 0 | 0 | 0 | 0 | 0 | 0 | 0 | 0 | 0 | 0 | 0
Wind | 14 | 2 | 0 | 0 | 0 | 0 | 0 | 0 | 0 | 0 | 0 | 0 | 0 | 0 | 0 | 0 | 0 | 0 | 0 | 0 | 0 | 0 | 0 | 0 | 0 | 0
Wind | 14 | 3 | 0 | 0 | 0 | 0 | 0 | 0 | 0 | 0 | 0 | 0 | 0 | 0 | 0 | 0 | 0 | 0 | 0 | 0 | 0 | 0 | 0 | 0 | 0 | 0
Wind | 14 | 4 | 0 | 0 | 0 | 0 | 0 | 0 | 0 | 0 | 0 | 0 | 0 | 0 | 0 | 0 | 0 | 0 | 0 | 0 | 0 | 0 | 0 | 0 | 0 | 0
Wind | 14 | 5 | 0 | 0 | 0 | 0 | 0 | 0 | 0 | 0 | 0 | 0 | 0 | 0 | 0 | 0 | 0 | 0 | 0 | 0 | 0 | 0 | 0 | 0 | 0 | 0
Wind | 14 | 6 | 0 | 0 | 0 | 0 | 0 | 0 | 0 | 0 | 0 | 0 | 0 | 0 | 0 | 0 | 0 | 0 | 0 | 0 | 0 | 0 | 0 | 0 | 0 | 0
Wind | 14 | 7 | 0 | 0 | 0 | 0 | 0 | 0 | 0 | 0 | 0 | 0 | 0 | 0 | 0 | 0 | 0 | 0 | 0 | 0 | 0 | 0 | 0 | 0 | 0 | 0
Wind | 14 | 8 | 0 | 0 | 0 | 0 | 0 | 0 | 0 | 0 | 0 | 0 | 0 | 0 | 0 | 0 | 0 | 0 | 0 | 0 | 0 | 0 | 0 | 0 | 0 | 0
Wind | 14 | 9 | 0 | 0 | 0 | 0 | 0 | 0 | 0 | 0 | 0 | 0 | 0 | 0 | 0 | 0 | 0 | 0 | 0 | 0 | 0 | 0 | 0 | 0 | 0 | 0
Wind | 14 | 10 | 0 | 0 | 0 | 0 | 0 | 0 | 0 | 0 | 0 | 0 | 0 | 0 | 0 | 0 | 0 | 0 | 0 | 0 | 0 | 0 | 0 | 0 | 0 | 0
Wind | 14 | 11 | 0 | 0 | 0 | 0 | 0 | 0 | 0 | 0 | 0 | 0 | 0 | 0 | 0 | 0 | 0 | 0 | 0 | 0 | 0 | 0 | 0 | 0 | 0 | 0
Wind | 15 | 0 | 0 | 0 | 0 | 0 | 0 | 0 | 0 | 0 | 0 | 0 | 0 | 0 | 0 | 0 | 0 | 0 | 0 | 0 | 0 | 0 | 0 | 0 | 0 | 0
Wind | 15 | 1 | 0 | 0 | 0 | 0 | 0 | 0 | 0 | 0 | 0 | 0 | 0 | 0 | 0 | 0 | 0 | 0 | 0 | 0 | 0 | 0 | 0 | 0 | 0 | 0
Wind | 15 | 2 | 0 | 0 | 0 | 0 | 0 | 0 | 0 | 0 | 0 | 0 | 0 | 0 | 0 | 0 | 0 | 0 | 0 | 0 | 0 | 0 | 0 | 0 | 0 | 0
Wind | 15 | 3 | 0 | 0 | 0 | 0 | 0 | 0 | 0 | 0 | 0 | 0 | 0 | 0 | 0 | 0 | 0 | 0 | 0 | 0 | 0 | 0 | 0 | 0 | 0 | 0
Wind | 15 | 4 | 0 | 0 | 0 | 0 | 0 | 0 | 0 | 0 | 0 | 0 | 0 | 0 | 0 | 0 | 0 | 0 | 0 | 0 | 0 | 0 | 0 | 0 | 0 | 0
Wind | 15 | 5 | 0 | 0 | 0 | 0 | 0 | 0 | 0 | 0 | 0 | 0 | 0 | 0 | 0 | 0 | 0 | 0 | 0 | 0 | 0 | 0 | 0 | 0 | 0 | 0
Wind | 15 | 6 | 0 | 0 | 0 | 0 | 0 | 0 | 0 | 0 | 0 | 0 | 0 | 0 | 0 | 0 | 0 | 0 | 0 | 0 | 0 | 0 | 0 | 0 | 0 | 0
Wind | 15 | 7 | 0 | 0 | 0 | 0 | 0 | 0 | 0 | 0 | 0 | 0 | 0 | 0 | 0 | 0 | 0 | 0 | 0 | 0 | 0 | 0 | 0 | 0 | 0 | 0
Wind | 15 | 8 | 0 | 0 | 0 | 0 | 0 | 0 | 0 | 0 | 0 | 0 | 0 | 0 | 0 | 0 | 0 | 0 | 0 | 0 | 0 | 0 | 0 | 0 | 0 | 0
Wind | 15 | 9 | 0 | 0 | 0 | 0 | 0 | 0 | 0 | 0 | 0 | 0 | 0 | 0 | 0 | 0 | 0 | 0 | 0 | 0 | 0 | 0 | 0 | 0 | 0 | 0
Wind | 15 | 10 | 0 | 0 | 0 | 0 | 0 | 0 | 0 | 0 | 0 | 0 | 0 | 0 | 0 | 0 | 0 | 0 | 0 | 0 | 0 | 0 | 0 | 0 | 0 | 0
Wind | 15 | 11 | 0 | 0 | 0 | 0 | 0 | 0 | 0 | 0 | 0 | 0 | 0 | 0 | 0 | 0 | 0 | 0 | 0 | 0 | 0 | 0 | 0 | 0 | 0 | 0
Wind | 16 | 0 | 0 | 0 | 0 | 0 | 0 | 0 | 0 | 0 | 0 | 0 | 0 | 0 | 0 | 0 | 0 | 0 | 0 | 0 | 0 | 0 | 0 | 0 | 0 | 0
Wind | 16 | 1 | 0 | 0 | 0 | 0 | 0 | 0 | 0 | 0 | 0 | 0 | 0 | 0 | 0 | 0 | 0 | 0 | 0 | 0 | 0 | 0 | 0 | 0 | 0 | 0
Wind | 16 | 2 | 0 | 0 | 0 | 0 | 0 | 0 | 0 | 0 | 0 | 0 | 0 | 0 | 0 | 0 | 0 | 0 | 0 | 0 | 0 | 0 | 0 | 0 | 0 | 0
Wind | 16 | 3 | 0 | 0 | 0 | 0 | 0 | 0 | 0 | 0 | 0 | 0 | 0 | 0 | 0 | 0 | 0 | 0 | 0 | 0 | 0 | 0 | 0 | 0 | 0 | 0
Wind | 16 | 4 | 0 | 0 | 0 | 0 | 0 | 0 | 0 | 0 | 0 | 0 | 0 | 0 | 0 | 0 | 0 | 0 | 0 | 0 | 0 | 0 | 0 | 0 | 0 | 0
Wind | 16 | 5 | 0 | 0 | 0 | 0 | 0 | 0 | 0 | 0 | 0 | 0 | 0 | 0 | 0 | 0 | 0 | 0 | 0 | 0 | 0 | 0 | 0 | 0 | 0 | 0
Wind | 16 | 6 | 0 | 0 | 0 | 0 | 0 | 0 | 0 | 0 | 0 | 0 | 0 | 0 | 0 | 0 | 0 | 0 | 0 | 0 | 0 | 0 | 0 | 0 | 0 | 0
Wind | 16 | 7 | 0 | 0 | 0 | 0 | 0 | 0 | 0 | 0 | 0 | 0 | 0 | 0 | 0 | 0 | 0 | 0 | 0 | 0 | 0 | 0 | 0 | 0 | 0 | 0
Wind | 16 | 8 | 0 | 0 | 0 | 0 | 0 | 0 | 0 | 0 | 0 | 0 | 0 | 0 | 0 | 0 | 0 | 0 | 0 | 0 | 0 | 0 | 0 | 0 | 0 | 0
Wind | 16 | 9 | 0 | 0 | 0 | 0 | 0 | 0 | 0 | 0 | 0 | 0 | 0 | 0 | 0 | 0 | 0 | 0 | 0 | 0 | 0 | 0 | 0 | 0 | 0 | 0
Wind | 16 | 10 | 0 | 0 | 0 | 0 | 0 | 0 | 0 | 0 | 0 | 0 | 0 | 0 | 0 | 0 | 0 | 0 | 0 | 0 | 0 | 0 | 0 | 0 | 0 | 0
Wind | 16 | 11 | 0 | 0 | 0 | 0 | 0 | 0 | 0 | 0 | 0 | 0 | 0 | 0 | 0 | 0 | 0 | 0 | 0 | 0 | 0 | 0 | 0 | 0 | 0 | 0
Wind | 17 | 0 | 0 | 0 | 0 | 0 | 0 | 0 | 0 | 0 | 0 | 0 | 0 | 0 | 0 | 0 | 0 | 0 | 0 | 0 | 0 | 0 | 0 | 0 | 0 | 0
Wind | 17 | 1 | 0 | 0 | 0 | 0 | 0 | 0 | 0 | 0 | 0 | 0 | 0 | 0 | 0 | 0 | 0 | 0 | 0 | 0 | 0 | 0 | 0 | 0 | 0 | 0
Wind | 17 | 2 | 0 | 0 | 0 | 0 | 0 | 0 | 0 | 0 | 0 | 0 | 0 | 0 | 0 | 0 | 0 | 0 | 0 | 0 | 0 | 0 | 0 | 0 | 0 | 0
Wind | 17 | 3 | 0 | 0 | 0 | 0 | 0 | 0 | 0 | 0 | 0 | 0 | 0 | 0 | 0 | 0 | 0 | 0 | 0 | 0 | 0 | 0 | 0 | 0 | 0 | 0
Wind | 17 | 4 | 0 | 0 | 0 | 0 | 0 | 0 | 0 | 0 | 0 | 0 | 0 | 0 | 0 | 0 | 0 | 0 | 0 | 0 | 0 | 0 | 0 | 0 | 0 | 0
Wind | 17 | 5 | 0 | 0 | 0 | 0 | 0 | 0 | 0 | 0 | 0 | 0 | 0 | 0 | 0 | 0 | 0 | 0 | 0 | 0 | 0 | 0 | 0 | 0 | 0 | 0
Wind | 17 | 6 | 0 | 0 | 0 | 0 | 0 | 0 | 0 | 0 | 0 | 0 | 0 | 0 | 0 | 0 | 0 | 0 | 0 | 0 | 0 | 0 | 0 | 0 | 0 | 0
Wind | 17 | 7 | 0 | 0 | 0 | 0 | 0 | 0 | 0 | 0 | 0 | 0 | 0 | 0 | 0 | 0 | 0 | 0 | 0 | 0 | 0 | 0 | 0 | 0 | 0 | 0
Wind | 17 | 8 | 0 | 0 | 0 | 0 | 0 | 0 | 0 | 0 | 0 | 0 | 0 | 0 | 0 | 0 | 0 | 0 | 0 | 0 | 0 | 0 | 0 | 0 | 0 | 0
Wind | 17 | 9 | 0 | 0 | 0 | 0 | 0 | 0 | 0 | 0 | 0 | 0 | 0 | 0 | 0 | 0 | 0 | 0 | 0 | 0 | 0 | 0 | 0 | 0 | 0 | 0
Wind | 17 | 10 | 0 | 0 | 0 | 0 | 0 | 0 | 0 | 0 | 0 | 0 | 0 | 0 | 0 | 0 | 0 | 0 | 0 | 0 | 0 | 0 | 0 | 0 | 0 | 0
Wind | 17 | 11 | 0 | 0 | 0 | 0 | 0 | 0 | 0 | 0 | 0 | 0 | 0 | 0 | 0 | 0 | 0 | 0 | 0 | 0 | 0 | 0 | 0 | 0 | 0 | 0
Wind | 18 | 0 | 0 | 0 | 0 | 0 | 0 | 0 | 0 | 0 | 0 | 0 | 0 | 0 | 0 | 0 | 0 | 0 | 0 | 0 | 0 | 0 | 0 | 0 | 0 | 0
Wind | 18 | 1 | 0 | 0 | 0 | 0 | 0 | 0 | 0 | 0 | 0 | 0 | 0 | 0 | 0 | 0 | 0 | 0 | 0 | 0 | 0 | 0 | 0 | 0 | 0 | 0
Wind | 18 | 2 | 0 | 0 | 0 | 0 | 0 | 0 | 0 | 0 | 0 | 0 | 0 | 0 | 0 | 0 | 0 | 0 | 0 | 0 | 0 | 0 | 0 | 0 | 0 | 0
Wind | 18 | 3 | 0 | 0 | 0 | 0 | 0 | 0 | 0 | 0 | 0 | 0 | 0 | 0 | 0 | 0 | 0 | 0 | 0 | 0 | 0 | 0 | 0 | 0 | 0 | 0
Wind | 18 | 4 | 0 | 0 | 0 | 0 | 0 | 0 | 0 | 0 | 0 | 0 | 0 | 0 | 0 | 0 | 0 | 0 | 0 | 0 | 0 | 0 | 0 | 0 | 0 | 0
Wind | 18 | 5 | 0 | 0 | 0 | 0 | 0 | 0 | 0 | 0 | 0 | 0 | 0 | 0 | 0 | 0 | 0 | 0 | 0 | 0 | 0 | 0 | 0 | 0 | 0 | 0
Wind | 18 | 6 | 0 | 0 | 0 | 0 | 0 | 0 | 0 | 0 | 0 | 0 | 0 | 0 | 0 | 0 | 0 | 0 | 0 | 0 | 0 | 0 | 0 | 0 | 0 | 0
Wind | 18 | 7 | 0 | 0 | 0 | 0 | 0 | 0 | 0 | 0 | 0 | 0 | 0 | 0 | 0 | 0 | 0 | 0 | 0 | 0 | 0 | 0 | 0 | 0 | 0 | 0
Wind | 18 | 8 | 0 | 0 | 0 | 0 | 0 | 0 | 0 | 0 | 0 | 0 | 0 | 0 | 0 | 0 | 0 | 0 | 0 | 0 | 0 | 0 | 0 | 0 | 0 | 0
Wind | 18 | 9 | 0 | 0 | 0 | 0 | 0 | 0 | 0 | 0 | 0 | 0 | 0 | 0 | 0 | 0 | 0 | 0 | 0 | 0 | 0 | 0 | 0 | 0 | 0 | 0
Wind | 18 | 10 | 0 | 0 | 0 | 0 | 0 | 0 | 0 | 0 | 0 | 0 | 0 | 0 | 0 | 0 | 0 | 0 | 0 | 0 | 0 | 0 | 0 | 0 | 0 | 0
Wind | 18 | 11 | 0 | 0 | 0 | 0 | 0 | 0 | 0 | 0 | 0 | 0 | 0 | 0 | 0 | 0 | 0 | 0 | 0 | 0 | 0 | 0 | 0 | 0 | 0 | 0
Wind | 19 | 0 | 0 | 0 | 0 | 0 | 0 | 0 | 0 | 0 | 0 | 0 | 0 | 0 | 0 | 0 | 0 | 0 | 0 | 0 | 0 | 0 | 0 | 0 | 0 | 0
Wind | 19 | 1 | 0 | 0 | 0 | 0 | 0 | 0 | 0 | 0 | 0 | 0 | 0 | 0 | 0 | 0 | 0 | 0 | 0 | 0 | 0 | 0 | 0 | 0 | 0 | 0
Wind | 19 | 2 | 0 | 0 | 0 | 0 | 0 | 0 | 0 | 0 | 0 | 0 | 0 | 0 | 0 | 0 | 0 | 0 | 0 | 0 | 0 | 0 | 0 | 0 | 0 | 0
Wind | 19 | 3 | 0 | 0 | 0 | 0 | 0 | 0 | 0 | 0 | 0 | 0 | 0 | 0 | 0 | 0 | 0 | 0 | 0 | 0 | 0 | 0 | 0 | 0 | 0 | 0
Wind | 19 | 4 | 0 | 0 | 0 | 0 | 0 | 0 | 0 | 0 | 0 | 0 | 0 | 0 | 0 | 0 | 0 | 0 | 0 | 0 | 0 | 0 | 0 | 0 | 0 | 0
Wind | 19 | 5 | 0 | 0 | 0 | 0 | 0 | 0 | 0 | 0 | 0 | 0 | 0 | 0 | 0 | 0 | 0 | 0 | 0 | 0 | 0 | 0 | 0 | 0 | 0 | 0
Wind | 19 | 6 | 0 | 0 | 0 | 0 | 0 | 0 | 0 | 0 | 0 | 0 | 0 | 0 | 0 | 0 | 0 | 0 | 0 | 0 | 0 | 0 | 0 | 0 | 0 | 0
Wind | 19 | 7 | 0 | 0 | 0 | 0 | 0 | 0 | 0 | 0 | 0 | 0 | 0 | 0 | 0 | 0 | 0 | 0 | 0 | 0 | 0 | 0 | 0 | 0 | 0 | 0
Wind | 19 | 8 | 0 | 0 | 0 | 0 | 0 | 0 | 0 | 0 | 0 | 0 | 0 | 0 | 0 | 0 | 0 | 0 | 0 | 0 | 0 | 0 | 0 | 0 | 0 | 0
Wind | 19 | 9 | 0 | 0 | 0 | 0 | 0 | 0 | 0 | 0 | 0 | 0 | 0 | 0 | 0 | 0 | 0 | 0 | 0 | 0 | 0 | 0 | 0 | 0 | 0 | 0
Wind | 19 | 10 | 0 | 0 | 0 | 0 | 0 | 0 | 0 | 0 | 0 | 0 | 0 | 0 | 0 | 0 | 0 | 0 | 0 | 0 | 0 | 0 | 0 | 0 | 0 | 0
Wind | 19 | 11 | 0 | 0 | 0 | 0 | 0 | 0 | 0 | 0 | 0 | 0 | 0 | 0 | 0 | 0 | 0 | 0 | 0 | 0 | 0 | 0 | 0 | 0 | 0 | 0

## Sold (Stored)
Generation Technology | Year | Day | Hour 0 | Hour 1 | Hour 2 | Hour 3 | Hour 4 | Hour 5 | Hour 6 | Hour 7 | Hour 8 | Hour 9 | Hour 10 | Hour 11 | Hour 12 | Hour 13 | Hour 14 | Hour 15 | Hour 16 | Hour 17 | Hour 18 | Hour 19 | Hour 20 | Hour 21 | Hour 22 | Hour 23
Battery | 0 | 0 | 0 | 0 | 0 | 0 | 0 | 0 | 0 | 0 | 0 | 0 | 0 | 0 | 0 | 0 | 0 | 0 | 0 | 0 | 0 | 0 | 0 | 0 | 0 | 0
Battery | 0 | 1 | 0 | 0 | 0 | 0 | 0 | 0 | 0 | 0 | 0 | 0 | 0 | 0 | 0 | 0 | 0 | 0 | 0 | 0 | 0 | 0 | 0 | 0 | 0 | 0
Battery | 0 | 2 | 0 | 0 | 0 | 0 | 0 | 0 | 0 | 0 | 0 | 0 | 0 | 0 | 0 | 0 | 0 | 0 | 0 | 0 | 0 | 0 | 0 | 0 | 0 | 0
Battery | 0 | 3 | 0 | 0 | 0 | 0 | 0 | 0 | 0 | 0 | 0 | 0 | 0 | 0 | 0 | 0 | 0 | 0 | 0 | 0 | 0 | 0 | 0 | 0 | 0 | 0
Battery | 0 | 4 | 0 | 0 | 0 | 0 | 0 | 0 | 0 | 0 | 0 | 0 | 0 | 0 | 0 | 0 | 0 | 0 | 0 | 0 | 0 | 0 | 0 | 0 | 0 | 0
Battery | 0 | 5 | 0 | 0 | 0 | 0 | 0 | 0 | 0 | 0 | 0 | 0 | 0 | 0 | 0 | 0 | 0 | 0 | 0 | 0 | 0 | 0 | 0 | 0 | 0 | 0
Battery | 0 | 6 | 0 | 0 | 0 | 0 | 0 | 0 | 0 | 0 | 0 | 0 | 0 | 0 | 0 | 0 | 0 | 0 | 0 | 0 | 0 | 0 | 0 | 0 | 0 | 0
Battery | 0 | 7 | 0 | 0 | 0 | 0 | 0 | 0 | 0 | 0 | 0 | 0 | 0 | 0 | 0 | 0 | 0 | 0 | 0 | 0 | 0 | 0 | 0 | 0 | 0 | 0
Battery | 0 | 8 | 0 | 0 | 0 | 0 | 0 | 0 | 0 | 0 | 0 | 0 | 0 | 0 | 0 | 0 | 0 | 0 | 0 | 0 | 0 | 0 | 0 | 0 | 0 | 0
Battery | 0 | 9 | 0 | 0 | 0 | 0 | 0 | 0 | 0 | 0 | 0 | 0 | 0 | 0 | 0 | 0 | 0 | 0 | 0 | 0 | 0 | 0 | 0 | 0 | 0 | 0
Battery | 0 | 10 | 0 | 0 | 0 | 0 | 0 | 0 | 0 | 0 | 0 | 0 | 0 | 0 | 0 | 0 | 0 | 0 | 0 | 0 | 0 | 0 | 0 | 0 | 0 | 0
Battery | 0 | 11 | 0 | 0 | 0 | 0 | 0 | 0 | 0 | 0 | 0 | 0 | 0 | 0 | 0 | 0 | 0 | 0 | 0 | 0 | 0 | 0 | 0 | 0 | 0 | 0
Battery | 1 | 0 | 0 | 0 | 0 | 0 | 0 | 0 | 0 | 0 | 0 | 0 | 0 | 0 | 0 | 0 | 0 | 0 | 0 | 0 | 0 | 0 | 0 | 0 | 0 | 0
Battery | 1 | 1 | 0 | 0 | 0 | 0 | 0 | 0 | 0 | 0 | 0 | 0 | 0 | 0 | 0 | 0 | 0 | 0 | 0 | 0 | 0 | 0 | 0 | 0 | 0 | 0
Battery | 1 | 2 | 0 | 0 | 0 | 0 | 0 | 0 | 0 | 0 | 0 | 0 | 0 | 0 | 0 | 0 | 0 | 0 | 0 | 0 | 0 | 0 | 0 | 0 | 0 | 0
Battery | 1 | 3 | 0 | 0 | 0 | 0 | 0 | 0 | 0 | 0 | 0 | 0 | 0 | 0 | 0 | 0 | 0 | 0 | 0 | 0 | 0 | 0 | 0 | 0 | 0 | 0
Battery | 1 | 4 | 0 | 0 | 0 | 0 | 0 | 0 | 0 | 0 | 0 | 0 | 0 | 0 | 0 | 0 | 0 | 0 | 0 | 0 | 0 | 0 | 0 | 0 | 0 | 0
Battery | 1 | 5 | 0 | 0 | 0 | 0 | 0 | 0 | 0 | 0 | 0 | 0 | 0 | 0 | 0 | 0 | 0 | 0 | 0 | 0 | 0 | 0 | 0 | 0 | 0 | 0
Battery | 1 | 6 | 0 | 0 | 0 | 0 | 0 | 0 | 0 | 0 | 0 | 0 | 0 | 0 | 0 | 0 | 0 | 0 | 0 | 0 | 0 | 0 | 0 | 0 | 0 | 0
Battery | 1 | 7 | 0 | 0 | 0 | 0 | 0 | 0 | 0 | 0 | 0 | 0 | 0 | 0 | 0 | 0 | 0 | 0 | 0 | 0 | 0 | 0 | 0 | 0 | 0 | 0
Battery | 1 | 8 | 0 | 0 | 0 | 0 | 0 | 0 | 0 | 0 | 0 | 0 | 0 | 0 | 0 | 0 | 0 | 0 | 0 | 0 | 0 | 0 | 0 | 0 | 0 | 0
Battery | 1 | 9 | 0 | 0 | 0 | 0 | 0 | 0 | 0 | 0 | 0 | 0 | 0 | 0 | 0 | 0 | 0 | 0 | 0 | 0 | 0 | 0 | 0 | 0 | 0 | 0
Battery | 1 | 10 | 0 | 0 | 0 | 0 | 0 | 0 | 0 | 0 | 0 | 0 | 0 | 0 | 0 | 0 | 0 | 0 | 0 | 0 | 0 | 0 | 0 | 0 | 0 | 0
Battery | 1 | 11 | 0 | 0 | 0 | 0 | 0 | 0 | 0 | 0 | 0 | 0 | 0 | 0 | 0 | 0 | 0 | 0 | 0 | 0 | 0 | 0 | 0 | 0 | 0 | 0
Battery | 2 | 0 | 0 | 0 | 0 | 0 | 0 | 0 | 0 | 0 | 0 | 0 | 0 | 0 | 0 | 0 | 0 | 0 | 0 | 0 | 0 | 0 | 0 | 0 | 0 | 0
Battery | 2 | 1 | 0 | 0 | 0 | 0 | 0 | 0 | 0 | 0 | 0 | 0 | 0 | 0 | 0 | 0 | 0 | 0 | 0 | 0 | 0 | 0 | 0 | 0 | 0 | 0
Battery | 2 | 2 | 0 | 0 | 0 | 0 | 0 | 0 | 0 | 0 | 0 | 0 | 0 | 0 | 0 | 0 | 0 | 0 | 0 | 0 | 0 | 0 | 0 | 0 | 0 | 0
Battery | 2 | 3 | 0 | 0 | 0 | 0 | 0 | 0 | 0 | 0 | 0 | 0 | 0 | 0 | 0 | 0 | 0 | 0 | 0 | 0 | 0 | 0 | 0 | 0 | 0 | 0
Battery | 2 | 4 | 0 | 0 | 0 | 0 | 0 | 0 | 0 | 0 | 0 | 0 | 0 | 0 | 0 | 0 | 0 | 0 | 0 | 0 | 0 | 0 | 0 | 0 | 0 | 0
Battery | 2 | 5 | 0 | 0 | 0 | 0 | 0 | 0 | 0 | 0 | 0 | 0 | 0 | 0 | 0 | 0 | 0 | 0 | 0 | 0 | 0 | 0 | 0 | 0 | 0 | 0
Battery | 2 | 6 | 0 | 0 | 0 | 0 | 0 | 0 | 0 | 0 | 0 | 0 | 0 | 0 | 0 | 0 | 0 | 0 | 0 | 0 | 0 | 0 | 0 | 0 | 0 | 0
Battery | 2 | 7 | 0 | 0 | 0 | 0 | 0 | 0 | 0 | 0 | 0 | 0 | 0 | 0 | 0 | 0 | 0 | 0 | 0 | 0 | 0 | 0 | 0 | 0 | 0 | 0
Battery | 2 | 8 | 0 | 0 | 0 | 0 | 0 | 0 | 0 | 0 | 0 | 0 | 0 | 0 | 0 | 0 | 0 | 0 | 0 | 0 | 0 | 0 | 0 | 0 | 0 | 0
Battery | 2 | 9 | 0 | 0 | 0 | 0 | 0 | 0 | 0 | 0 | 0 | 0 | 0 | 0 | 0 | 0 | 0 | 0 | 0 | 0 | 0 | 0 | 0 | 0 | 0 | 0
Battery | 2 | 10 | 0 | 0 | 0 | 0 | 0 | 0 | 0 | 0 | 0 | 0 | 0 | 0 | 0 | 0 | 0 | 0 | 0 | 0 | 0 | 0 | 0 | 0 | 0 | 0
Battery | 2 | 11 | 0 | 0 | 0 | 0 | 0 | 0 | 0 | 0 | 0 | 0 | 0 | 0 | 0 | 0 | 0 | 0 | 0 | 0 | 0 | 0 | 0 | 0 | 0 | 0
Battery | 3 | 0 | 0 | 0 | 0 | 0 | 0 | 0 | 0 | 0 | 0 | 0 | 0 | 0 | 0 | 0 | 0 | 0 | 0 | 0 | 0 | 0 | 0 | 0 | 0 | 0
Battery | 3 | 1 | 0 | 0 | 0 | 0 | 0 | 0 | 0 | 0 | 0 | 0 | 0 | 0 | 0 | 0 | 0 | 0 | 0 | 0 | 0 | 0 | 0 | 0 | 0 | 0
Battery | 3 | 2 | 0 | 0 | 0 | 0 | 0 | 0 | 0 | 0 | 0 | 0 | 0 | 0 | 0 | 0 | 0 | 0 | 0 | 0 | 0 | 0 | 0 | 0 | 0 | 0
Battery | 3 | 3 | 0 | 0 | 0 | 0 | 0 | 0 | 0 | 0 | 0 | 0 | 0 | 0 | 0 | 0 | 0 | 0 | 0 | 0 | 0 | 0 | 0 | 0 | 0 | 0
Battery | 3 | 4 | 0 | 0 | 0 | 0 | 0 | 0 | 0 | 0 | 0 | 0 | 0 | 0 | 0 | 0 | 0 | 0 | 0 | 0 | 0 | 0 | 0 | 0 | 0 | 0
Battery | 3 | 5 | 0 | 0 | 0 | 0 | 0 | 0 | 0 | 0 | 0 | 0 | 0 | 0 | 0 | 0 | 0 | 0 | 0 | 0 | 0 | 0 | 0 | 0 | 0 | 0
Battery | 3 | 6 | 0 | 0 | 0 | 0 | 0 | 0 | 0 | 0 | 0 | 0 | 0 | 0 | 0 | 0 | 0 | 0 | 0 | 0 | 0 | 0 | 0 | 0 | 0 | 0
Battery | 3 | 7 | 0 | 0 | 0 | 0 | 0 | 0 | 0 | 0 | 0 | 0 | 0 | 0 | 0 | 0 | 0 | 0 | 0 | 0 | 0 | 0 | 0 | 0 | 0 | 0
Battery | 3 | 8 | 0 | 0 | 0 | 0 | 0 | 0 | 0 | 0 | 0 | 0 | 0 | 0 | 0 | 0 | 0 | 0 | 0 | 0 | 0 | 0 | 0 | 0 | 0 | 0
Battery | 3 | 9 | 0 | 0 | 0 | 0 | 0 | 0 | 0 | 0 | 0 | 0 | 0 | 0 | 0 | 0 | 0 | 0 | 0 | 0 | 0 | 0 | 0 | 0 | 0 | 0
Battery | 3 | 10 | 0 | 0 | 0 | 0 | 0 | 0 | 0 | 0 | 0 | 0 | 0 | 0 | 0 | 0 | 0 | 0 | 0 | 0 | 0 | 0 | 0 | 0 | 0 | 0
Battery | 3 | 11 | 0 | 0 | 0 | 0 | 0 | 0 | 0 | 0 | 0 | 0 | 0 | 0 | 0 | 0 | 0 | 0 | 0 | 0 | 0 | 0 | 0 | 0 | 0 | 0
Battery | 4 | 0 | 0 | 0 | 0 | 0 | 0 | 0 | 0 | 0 | 0 | 0 | 0 | 0 | 0 | 0 | 0 | 0 | 0 | 0 | 0 | 0 | 0 | 0 | 0 | 0
Battery | 4 | 1 | 0 | 0 | 0 | 0 | 0 | 0 | 0 | 0 | 0 | 0 | 0 | 0 | 0 | 0 | 0 | 0 | 0 | 0 | 0 | 0 | 0 | 0 | 0 | 0
Battery | 4 | 2 | 0 | 0 | 0 | 0 | 0 | 0 | 0 | 0 | 0 | 0 | 0 | 0 | 0 | 0 | 0 | 0 | 0 | 0 | 0 | 0 | 0 | 0 | 0 | 0
Battery | 4 | 3 | 0 | 0 | 0 | 0 | 0 | 0 | 0 | 0 | 0 | 0 | 0 | 0 | 0 | 0 | 0 | 0 | 0 | 0 | 0 | 0 | 0 | 0 | 0 | 0
Battery | 4 | 4 | 0 | 0 | 0 | 0 | 0 | 0 | 0 | 0 | 0 | 0 | 0 | 0 | 0 | 0 | 0 | 0 | 0 | 0 | 0 | 0 | 0 | 0 | 0 | 0
Battery | 4 | 5 | 0 | 0 | 0 | 0 | 0 | 0 | 0 | 0 | 0 | 0 | 0 | 0 | 0 | 0 | 0 | 0 | 0 | 0 | 0 | 0 | 0 | 0 | 0 | 0
Battery | 4 | 6 | 0 | 0 | 0 | 0 | 0 | 0 | 0 | 0 | 0 | 0 | 0 | 0 | 0 | 0 | 0 | 0 | 0 | 0 | 0 | 0 | 0 | 0 | 0 | 0
Battery | 4 | 7 | 0 | 0 | 0 | 0 | 0 | 0 | 0 | 0 | 0 | 0 | 0 | 0 | 0 | 0 | 0 | 0 | 0 | 0 | 0 | 0 | 0 | 0 | 0 | 0
Battery | 4 | 8 | 0 | 0 | 0 | 0 | 0 | 0 | 0 | 0 | 0 | 0 | 0 | 0 | 0 | 0 | 0 | 0 | 0 | 0 | 0 | 0 | 0 | 0 | 0 | 0
Battery | 4 | 9 | 0 | 0 | 0 | 0 | 0 | 0 | 0 | 0 | 0 | 0 | 0 | 0 | 0 | 0 | 0 | 0 | 0 | 0 | 0 | 0 | 0 | 0 | 0 | 0
Battery | 4 | 10 | 0 | 0 | 0 | 0 | 0 | 0 | 0 | 0 | 0 | 0 | 0 | 0 | 0 | 0 | 0 | 0 | 0 | 0 | 0 | 0 | 0 | 0 | 0 | 0
Battery | 4 | 11 | 0 | 0 | 0 | 0 | 0 | 0 | 0 | 0 | 0 | 0 | 0 | 0 | 0 | 0 | 0 | 0 | 0 | 0 | 0 | 0 | 0 | 0 | 0 | 0
Battery | 5 | 0 | 0 | 0 | 0 | 0 | 0 | 0 | 0 | 0 | 0 | 0 | 0 | 0 | 0 | 0 | 0 | 0 | 0 | 0 | 0 | 0 | 0 | 0 | 0 | 0
Battery | 5 | 1 | 0 | 0 | 0 | 0 | 0 | 0 | 0 | 0 | 0 | 0 | 0 | 0 | 0 | 0 | 0 | 0 | 0 | 0 | 0 | 0 | 0 | 0 | 0 | 0
Battery | 5 | 2 | 0 | 0 | 0 | 0 | 0 | 0 | 0 | 0 | 0 | 0 | 0 | 0 | 0 | 0 | 0 | 0 | 0 | 0 | 0 | 0 | 0 | 0 | 0 | 0
Battery | 5 | 3 | 0 | 0 | 0 | 0 | 0 | 0 | 0 | 0 | 0 | 0 | 0 | 0 | 0 | 0 | 0 | 0 | 0 | 0 | 0 | 0 | 0 | 0 | 0 | 0
Battery | 5 | 4 | 0 | 0 | 0 | 0 | 0 | 0 | 0 | 0 | 0 | 0 | 0 | 0 | 0 | 0 | 0 | 0 | 0 | 0 | 0 | 0 | 0 | 0 | 0 | 0
Battery | 5 | 5 | 0 | 0 | 0 | 0 | 0 | 0 | 0 | 0 | 0 | 0 | 0 | 0 | 0 | 0 | 0 | 0 | 0 | 0 | 0 | 0 | 0 | 0 | 0 | 0
Battery | 5 | 6 | 0 | 0 | 0 | 0 | 0 | 0 | 0 | 0 | 0 | 0 | 0 | 0 | 0 | 0 | 0 | 0 | 0 | 0 | 0 | 0 | 0 | 0 | 0 | 0
Battery | 5 | 7 | 0 | 0 | 0 | 0 | 0 | 0 | 0 | 0 | 0 | 0 | 0 | 0 | 0 | 0 | 0 | 0 | 0 | 0 | 0 | 0 | 0 | 0 | 0 | 0
Battery | 5 | 8 | 0 | 0 | 0 | 0 | 0 | 0 | 0 | 0 | 0 | 0 | 0 | 0 | 0 | 0 | 0 | 0 | 0 | 0 | 0 | 0 | 0 | 0 | 0 | 0
Battery | 5 | 9 | 0 | 0 | 0 | 0 | 0 | 0 | 0 | 0 | 0 | 0 | 0 | 0 | 0 | 0 | 0 | 0 | 0 | 0 | 0 | 0 | 0 | 0 | 0 | 0
Battery | 5 | 10 | 0 | 0 | 0 | 0 | 0 | 0 | 0 | 0 | 0 | 0 | 0 | 0 | 0 | 0 | 0 | 0 | 0 | 0 | 0 | 0 | 0 | 0 | 0 | 0
Battery | 5 | 11 | 0 | 0 | 0 | 0 | 0 | 0 | 0 | 0 | 0 | 0 | 0 | 0 | 0 | 0 | 0 | 0 | 0 | 0 | 0 | 0 | 0 | 0 | 0 | 0
Battery | 6 | 0 | 0 | 0 | 0 | 0 | 0 | 0 | 0 | 0 | 0 | 0 | 0 | 0 | 0 | 0 | 0 | 0 | 0 | 0 | 0 | 0 | 0 | 0 | 0 | 0
Battery | 6 | 1 | 0 | 0 | 0 | 0 | 0 | 0 | 0 | 0 | 0 | 0 | 0 | 0 | 0 | 0 | 0 | 0 | 0 | 0 | 0 | 0 | 0 | 0 | 0 | 0
Battery | 6 | 2 | 0 | 0 | 0 | 0 | 0 | 0 | 0 | 0 | 0 | 0 | 0 | 0 | 0 | 0 | 0 | 0 | 0 | 0 | 0 | 0 | 0 | 0 | 0 | 0
Battery | 6 | 3 | 0 | 0 | 0 | 0 | 0 | 0 | 0 | 0 | 0 | 0 | 0 | 0 | 0 | 0 | 0 | 0 | 0 | 0 | 0 | 0 | 0 | 0 | 0 | 0
Battery | 6 | 4 | 0 | 0 | 0 | 0 | 0 | 0 | 0 | 0 | 0 | 0 | 0 | 0 | 0 | 0 | 0 | 0 | 0 | 0 | 0 | 0 | 0 | 0 | 0 | 0
Battery | 6 | 5 | 0 | 0 | 0 | 0 | 0 | 0 | 0 | 0 | 0 | 0 | 0 | 0 | 0 | 0 | 0 | 0 | 0 | 0 | 0 | 0 | 0 | 0 | 0 | 0
Battery | 6 | 6 | 0 | 0 | 0 | 0 | 0 | 0 | 0 | 0 | 0 | 0 | 0 | 0 | 0 | 0 | 0 | 0 | 0 | 0 | 0 | 0 | 0 | 0 | 0 | 0
Battery | 6 | 7 | 0 | 0 | 0 | 0 | 0 | 0 | 0 | 0 | 0 | 0 | 0 | 0 | 0 | 0 | 0 | 0 | 0 | 0 | 0 | 0 | 0 | 0 | 0 | 0
Battery | 6 | 8 | 0 | 0 | 0 | 0 | 0 | 0 | 0 | 0 | 0 | 0 | 0 | 0 | 0 | 0 | 0 | 0 | 0 | 0 | 0 | 0 | 0 | 0 | 0 | 0
Battery | 6 | 9 | 0 | 0 | 0 | 0 | 0 | 0 | 0 | 0 | 0 | 0 | 0 | 0 | 0 | 0 | 0 | 0 | 0 | 0 | 0 | 0 | 0 | 0 | 0 | 0
Battery | 6 | 10 | 0 | 0 | 0 | 0 | 0 | 0 | 0 | 0 | 0 | 0 | 0 | 0 | 0 | 0 | 0 | 0 | 0 | 0 | 0 | 0 | 0 | 0 | 0 | 0
Battery | 6 | 11 | 0 | 0 | 0 | 0 | 0 | 0 | 0 | 0 | 0 | 0 | 0 | 0 | 0 | 0 | 0 | 0 | 0 | 0 | 0 | 0 | 0 | 0 | 0 | 0
Battery | 7 | 0 | 0 | 0 | 0 | 0 | 0 | 0 | 0 | 0 | 0 | 0 | 0 | 0 | 0 | 0 | 0 | 0 | 0 | 0 | 0 | 0 | 0 | 0 | 0 | 0
Battery | 7 | 1 | 0 | 0 | 0 | 0 | 0 | 0 | 0 | 0 | 0 | 0 | 0 | 0 | 0 | 0 | 0 | 0 | 0 | 0 | 0 | 0 | 0 | 0 | 0 | 0
Battery | 7 | 2 | 0 | 0 | 0 | 0 | 0 | 0 | 0 | 0 | 0 | 0 | 0 | 0 | 0 | 0 | 0 | 0 | 0 | 0 | 0 | 0 | 0 | 0 | 0 | 0
Battery | 7 | 3 | 0 | 0 | 0 | 0 | 0 | 0 | 0 | 0 | 0 | 0 | 0 | 0 | 0 | 0 | 0 | 0 | 0 | 0 | 0 | 0 | 0 | 0 | 0 | 0
Battery | 7 | 4 | 0 | 0 | 0 | 0 | 0 | 0 | 0 | 0 | 0 | 0 | 0 | 0 | 0 | 0 | 0 | 0 | 0 | 0 | 0 | 0 | 0 | 0 | 0 | 0
Battery | 7 | 5 | 0 | 0 | 0 | 0 | 0 | 0 | 0 | 0 | 0 | 0 | 0 | 0 | 0 | 0 | 0 | 0 | 0 | 0 | 0 | 0 | 0 | 0 | 0 | 0
Battery | 7 | 6 | 0 | 0 | 0 | 0 | 0 | 0 | 0 | 0 | 0 | 0 | 0 | 0 | 0 | 0 | 0 | 0 | 0 | 0 | 0 | 0 | 0 | 0 | 0 | 0
Battery | 7 | 7 | 0 | 0 | 0 | 0 | 0 | 0 | 0 | 0 | 0 | 0 | 0 | 0 | 0 | 0 | 0 | 0 | 0 | 0 | 0 | 0 | 0 | 0 | 0 | 0
Battery | 7 | 8 | 0 | 0 | 0 | 0 | 0 | 0 | 0 | 0 | 0 | 0 | 0 | 0 | 0 | 0 | 0 | 0 | 0 | 0 | 0 | 0 | 0 | 0 | 0 | 0
Battery | 7 | 9 | 0 | 0 | 0 | 0 | 0 | 0 | 0 | 0 | 0 | 0 | 0 | 0 | 0 | 0 | 0 | 0 | 0 | 0 | 0 | 0 | 0 | 0 | 0 | 0
Battery | 7 | 10 | 0 | 0 | 0 | 0 | 0 | 0 | 0 | 0 | 0 | 0 | 0 | 0 | 0 | 0 | 0 | 0 | 0 | 0 | 0 | 0 | 0 | 0 | 0 | 0
Battery | 7 | 11 | 0 | 0 | 0 | 0 | 0 | 0 | 0 | 0 | 0 | 0 | 0 | 0 | 0 | 0 | 0 | 0 | 0 | 0 | 0 | 0 | 0 | 0 | 0 | 0
Battery | 8 | 0 | 0 | 0 | 0 | 0 | 0 | 0 | 0 | 0 | 0 | 0 | 0 | 0 | 0 | 0 | 0 | 0 | 0 | 0 | 0 | 0 | 0 | 0 | 0 | 0
Battery | 8 | 1 | 0 | 0 | 0 | 0 | 0 | 0 | 0 | 0 | 0 | 0 | 0 | 0 | 0 | 0 | 0 | 0 | 0 | 0 | 0 | 0 | 0 | 0 | 0 | 0
Battery | 8 | 2 | 0 | 0 | 0 | 0 | 0 | 0 | 0 | 0 | 0 | 0 | 0 | 0 | 0 | 0 | 0 | 0 | 0 | 0 | 0 | 0 | 0 | 0 | 0 | 0
Battery | 8 | 3 | 0 | 0 | 0 | 0 | 0 | 0 | 0 | 0 | 0 | 0 | 0 | 0 | 0 | 0 | 0 | 0 | 0 | 0 | 0 | 0 | 0 | 0 | 0 | 0
Battery | 8 | 4 | 0 | 0 | 0 | 0 | 0 | 0 | 0 | 0 | 0 | 0 | 0 | 0 | 0 | 0 | 0 | 0 | 0 | 0 | 0 | 0 | 0 | 0 | 0 | 0
Battery | 8 | 5 | 0 | 0 | 0 | 0 | 0 | 0 | 0 | 0 | 0 | 0 | 0 | 0 | 0 | 0 | 0 | 0 | 0 | 0 | 0 | 0 | 0 | 0 | 0 | 0
Battery | 8 | 6 | 0 | 0 | 0 | 0 | 0 | 0 | 0 | 0 | 0 | 0 | 0 | 0 | 0 | 0 | 0 | 0 | 0 | 0 | 0 | 0 | 0 | 0 | 0 | 0
Battery | 8 | 7 | 0 | 0 | 0 | 0 | 0 | 0 | 0 | 0 | 0 | 0 | 0 | 0 | 0 | 0 | 0 | 0 | 0 | 0 | 0 | 0 | 0 | 0 | 0 | 0
Battery | 8 | 8 | 0 | 0 | 0 | 0 | 0 | 0 | 0 | 0 | 0 | 0 | 0 | 0 | 0 | 0 | 0 | 0 | 0 | 0 | 0 | 0 | 0 | 0 | 0 | 0
Battery | 8 | 9 | 0 | 0 | 0 | 0 | 0 | 0 | 0 | 0 | 0 | 0 | 0 | 0 | 0 | 0 | 0 | 0 | 0 | 0 | 0 | 0 | 0 | 0 | 0 | 0
Battery | 8 | 10 | 0 | 0 | 0 | 0 | 0 | 0 | 0 | 0 | 0 | 0 | 0 | 0 | 0 | 0 | 0 | 0 | 0 | 0 | 0 | 0 | 0 | 0 | 0 | 0
Battery | 8 | 11 | 0 | 0 | 0 | 0 | 0 | 0 | 0 | 0 | 0 | 0 | 0 | 0 | 0 | 0 | 0 | 0 | 0 | 0 | 0 | 0 | 0 | 0 | 0 | 0
Battery | 9 | 0 | 0 | 0 | 0 | 0 | 0 | 0 | 0 | 0 | 0 | 0 | 0 | 0 | 0 | 0 | 0 | 0 | 0 | 0 | 0 | 0 | 0 | 0 | 0 | 0
Battery | 9 | 1 | 0 | 0 | 0 | 0 | 0 | 0 | 0 | 0 | 0 | 0 | 0 | 0 | 0 | 0 | 0 | 0 | 0 | 0 | 0 | 0 | 0 | 0 | 0 | 0
Battery | 9 | 2 | 0 | 0 | 0 | 0 | 0 | 0 | 0 | 0 | 0 | 0 | 0 | 0 | 0 | 0 | 0 | 0 | 0 | 0 | 0 | 0 | 0 | 0 | 0 | 0
Battery | 9 | 3 | 0 | 0 | 0 | 0 | 0 | 0 | 0 | 0 | 0 | 0 | 0 | 0 | 0 | 0 | 0 | 0 | 0 | 0 | 0 | 0 | 0 | 0 | 0 | 0
Battery | 9 | 4 | 0 | 0 | 0 | 0 | 0 | 0 | 0 | 0 | 0 | 0 | 0 | 0 | 0 | 0 | 0 | 0 | 0 | 0 | 0 | 0 | 0 | 0 | 0 | 0
Battery | 9 | 5 | 0 | 0 | 0 | 0 | 0 | 0 | 0 | 0 | 0 | 0 | 0 | 0 | 0 | 0 | 0 | 0 | 0 | 0 | 0 | 0 | 0 | 0 | 0 | 0
Battery | 9 | 6 | 0 | 0 | 0 | 0 | 0 | 0 | 0 | 0 | 0 | 0 | 0 | 0 | 0 | 0 | 0 | 0 | 0 | 0 | 0 | 0 | 0 | 0 | 0 | 0
Battery | 9 | 7 | 0 | 0 | 0 | 0 | 0 | 0 | 0 | 0 | 0 | 0 | 0 | 0 | 0 | 0 | 0 | 0 | 0 | 0 | 0 | 0 | 0 | 0 | 0 | 0
Battery | 9 | 8 | 0 | 0 | 0 | 0 | 0 | 0 | 0 | 0 | 0 | 0 | 0 | 0 | 0 | 0 | 0 | 0 | 0 | 0 | 0 | 0 | 0 | 0 | 0 | 0
Battery | 9 | 9 | 0 | 0 | 0 | 0 | 0 | 0 | 0 | 0 | 0 | 0 | 0 | 0 | 0 | 0 | 0 | 0 | 0 | 0 | 0 | 0 | 0 | 0 | 0 | 0
Battery | 9 | 10 | 0 | 0 | 0 | 0 | 0 | 0 | 0 | 0 | 0 | 0 | 0 | 0 | 0 | 0 | 0 | 0 | 0 | 0 | 0 | 0 | 0 | 0 | 0 | 0
Battery | 9 | 11 | 0 | 0 | 0 | 0 | 0 | 0 | 0 | 0 | 0 | 0 | 0 | 0 | 0 | 0 | 0 | 0 | 0 | 0 | 0 | 0 | 0 | 0 | 0 | 0
Battery | 10 | 0 | 0 | 0 | 0 | 0 | 0 | 0 | 0 | 0 | 0 | 0 | 0 | 0 | 0 | 0 | 0 | 0 | 0 | 0 | 0 | 0 | 0 | 0 | 0 | 0
Battery | 10 | 1 | 0 | 0 | 0 | 0 | 0 | 0 | 0 | 0 | 0 | 0 | 0 | 0 | 0 | 0 | 0 | 0 | 0 | 0 | 0 | 0 | 0 | 0 | 0 | 0
Battery | 10 | 2 | 0 | 0 | 0 | 0 | 0 | 0 | 0 | 0 | 0 | 0 | 0 | 0 | 0 | 0 | 0 | 0 | 0 | 0 | 0 | 0 | 0 | 0 | 0 | 0
Battery | 10 | 3 | 0 | 0 | 0 | 0 | 0 | 0 | 0 | 0 | 0 | 0 | 0 | 0 | 0 | 0 | 0 | 0 | 0 | 0 | 0 | 0 | 0 | 0 | 0 | 0
Battery | 10 | 4 | 0 | 0 | 0 | 0 | 0 | 0 | 0 | 0 | 0 | 0 | 0 | 0 | 0 | 0 | 0 | 0 | 0 | 0 | 0 | 0 | 0 | 0 | 0 | 0
Battery | 10 | 5 | 0 | 0 | 0 | 0 | 0 | 0 | 0 | 0 | 0 | 0 | 0 | 0 | 0 | 0 | 0 | 0 | 0 | 0 | 0 | 0 | 0 | 0 | 0 | 0
Battery | 10 | 6 | 0 | 0 | 0 | 0 | 0 | 0 | 0 | 0 | 0 | 0 | 0 | 0 | 0 | 0 | 0 | 0 | 0 | 0 | 0 | 0 | 0 | 0 | 0 | 0
Battery | 10 | 7 | 0 | 0 | 0 | 0 | 0 | 0 | 0 | 0 | 0 | 0 | 0 | 0 | 0 | 0 | 0 | 0 | 0 | 0 | 0 | 0 | 0 | 0 | 0 | 0
Battery | 10 | 8 | 0 | 0 | 0 | 0 | 0 | 0 | 0 | 0 | 0 | 0 | 0 | 0 | 0 | 0 | 0 | 0 | 0 | 0 | 0 | 0 | 0 | 0 | 0 | 0
Battery | 10 | 9 | 0 | 0 | 0 | 0 | 0 | 0 | 0 | 0 | 0 | 0 | 0 | 0 | 0 | 0 | 0 | 0 | 0 | 0 | 0 | 0 | 0 | 0 | 0 | 0
Battery | 10 | 10 | 0 | 0 | 0 | 0 | 0 | 0 | 0 | 0 | 0 | 0 | 0 | 0 | 0 | 0 | 0 | 0 | 0 | 0 | 0 | 0 | 0 | 0 | 0 | 0
Battery | 10 | 11 | 0 | 0 | 0 | 0 | 0 | 0 | 0 | 0 | 0 | 0 | 0 | 0 | 0 | 0 | 0 | 0 | 0 | 0 | 0 | 0 | 0 | 0 | 0 | 0
Battery | 11 | 0 | 0 | 0 | 0 | 0 | 0 | 0 | 0 | 0 | 0 | 0 | 0 | 0 | 0 | 0 | 0 | 0 | 0 | 0 | 0 | 0 | 0 | 0 | 0 | 0
Battery | 11 | 1 | 0 | 0 | 0 | 0 | 0 | 0 | 0 | 0 | 0 | 0 | 0 | 0 | 0 | 0 | 0 | 0 | 0 | 0 | 0 | 0 | 0 | 0 | 0 | 0
Battery | 11 | 2 | 0 | 0 | 0 | 0 | 0 | 0 | 0 | 0 | 0 | 0 | 0 | 0 | 0 | 0 | 0 | 0 | 0 | 0 | 0 | 0 | 0 | 0 | 0 | 0
Battery | 11 | 3 | 0 | 0 | 0 | 0 | 0 | 0 | 0 | 0 | 0 | 0 | 0 | 0 | 0 | 0 | 0 | 0 | 0 | 0 | 0 | 0 | 0 | 0 | 0 | 0
Battery | 11 | 4 | 0 | 0 | 0 | 0 | 0 | 0 | 0 | 0 | 0 | 0 | 0 | 0 | 0 | 0 | 0 | 0 | 0 | 0 | 0 | 0 | 0 | 0 | 0 | 0
Battery | 11 | 5 | 0 | 0 | 0 | 0 | 0 | 0 | 0 | 0 | 0 | 0 | 0 | 0 | 0 | 0 | 0 | 0 | 0 | 0 | 0 | 0 | 0 | 0 | 0 | 0
Battery | 11 | 6 | 0 | 0 | 0 | 0 | 0 | 0 | 0 | 0 | 0 | 0 | 0 | 0 | 0 | 0 | 0 | 0 | 0 | 0 | 0 | 0 | 0 | 0 | 0 | 0
Battery | 11 | 7 | 0 | 0 | 0 | 0 | 0 | 0 | 0 | 0 | 0 | 0 | 0 | 0 | 0 | 0 | 0 | 0 | 0 | 0 | 0 | 0 | 0 | 0 | 0 | 0
Battery | 11 | 8 | 0 | 0 | 0 | 0 | 0 | 0 | 0 | 0 | 0 | 0 | 0 | 0 | 0 | 0 | 0 | 0 | 0 | 0 | 0 | 0 | 0 | 0 | 0 | 0
Battery | 11 | 9 | 0 | 0 | 0 | 0 | 0 | 0 | 0 | 0 | 0 | 0 | 0 | 0 | 0 | 0 | 0 | 0 | 0 | 0 | 0 | 0 | 0 | 0 | 0 | 0
Battery | 11 | 10 | 0 | 0 | 0 | 0 | 0 | 0 | 0 | 0 | 0 | 0 | 0 | 0 | 0 | 0 | 0 | 0 | 0 | 0 | 0 | 0 | 0 | 0 | 0 | 0
Battery | 11 | 11 | 0 | 0 | 0 | 0 | 0 | 0 | 0 | 0 | 0 | 0 | 0 | 0 | 0 | 0 | 0 | 0 | 0 | 0 | 0 | 0 | 0 | 0 | 0 | 0
Battery | 12 | 0 | 0 | 0 | 0 | 0 | 0 | 0 | 0 | 0 | 0 | 0 | 0 | 0 | 0 | 0 | 0 | 0 | 0 | 0 | 0 | 0 | 0 | 0 | 0 | 0
Battery | 12 | 1 | 0 | 0 | 0 | 0 | 0 | 0 | 0 | 0 | 0 | 0 | 0 | 0 | 0 | 0 | 0 | 0 | 0 | 0 | 0 | 0 | 0 | 0 | 0 | 0
Battery | 12 | 2 | 0 | 0 | 0 | 0 | 0 | 0 | 0 | 0 | 0 | 0 | 0 | 0 | 0 | 0 | 0 | 0 | 0 | 0 | 0 | 0 | 0 | 0 | 0 | 0
Battery | 12 | 3 | 0 | 0 | 0 | 0 | 0 | 0 | 0 | 0 | 0 | 0 | 0 | 0 | 0 | 0 | 0 | 0 | 0 | 0 | 0 | 0 | 0 | 0 | 0 | 0
Battery | 12 | 4 | 0 | 0 | 0 | 0 | 0 | 0 | 0 | 0 | 0 | 0 | 0 | 0 | 0 | 0 | 0 | 0 | 0 | 0 | 0 | 0 | 0 | 0 | 0 | 0
Battery | 12 | 5 | 0 | 0 | 0 | 0 | 0 | 0 | 0 | 0 | 0 | 0 | 0 | 0 | 0 | 0 | 0 | 0 | 0 | 0 | 0 | 0 | 0 | 0 | 0 | 0
Battery | 12 | 6 | 0 | 0 | 0 | 0 | 0 | 0 | 0 | 0 | 0 | 0 | 0 | 0 | 0 | 0 | 0 | 0 | 0 | 0 | 0 | 0 | 0 | 0 | 0 | 0
Battery | 12 | 7 | 0 | 0 | 0 | 0 | 0 | 0 | 0 | 0 | 0 | 0 | 0 | 0 | 0 | 0 | 0 | 0 | 0 | 0 | 0 | 0 | 0 | 0 | 0 | 0
Battery | 12 | 8 | 0 | 0 | 0 | 0 | 0 | 0 | 0 | 0 | 0 | 0 | 0 | 0 | 0 | 0 | 0 | 0 | 0 | 0 | 0 | 0 | 0 | 0 | 0 | 0
Battery | 12 | 9 | 0 | 0 | 0 | 0 | 0 | 0 | 0 | 0 | 0 | 0 | 0 | 0 | 0 | 0 | 0 | 0 | 0 | 0 | 0 | 0 | 0 | 0 | 0 | 0
Battery | 12 | 10 | 0 | 0 | 0 | 0 | 0 | 0 | 0 | 0 | 0 | 0 | 0 | 0 | 0 | 0 | 0 | 0 | 0 | 0 | 0 | 0 | 0 | 0 | 0 | 0
Battery | 12 | 11 | 0 | 0 | 0 | 0 | 0 | 0 | 0 | 0 | 0 | 0 | 0 | 0 | 0 | 0 | 0 | 0 | 0 | 0 | 0 | 0 | 0 | 0 | 0 | 0
Battery | 13 | 0 | 0 | 0 | 0 | 0 | 0 | 0 | 0 | 0 | 0 | 0 | 0 | 0 | 0 | 0 | 0 | 0 | 0 | 0 | 0 | 0 | 0 | 0 | 0 | 0
Battery | 13 | 1 | 0 | 0 | 0 | 0 | 0 | 0 | 0 | 0 | 0 | 0 | 0 | 0 | 0 | 0 | 0 | 0 | 0 | 0 | 0 | 0 | 0 | 0 | 0 | 0
Battery | 13 | 2 | 0 | 0 | 0 | 0 | 0 | 0 | 0 | 0 | 0 | 0 | 0 | 0 | 0 | 0 | 0 | 0 | 0 | 0 | 0 | 0 | 0 | 0 | 0 | 0
Battery | 13 | 3 | 0 | 0 | 0 | 0 | 0 | 0 | 0 | 0 | 0 | 0 | 0 | 0 | 0 | 0 | 0 | 0 | 0 | 0 | 0 | 0 | 0 | 0 | 0 | 0
Battery | 13 | 4 | 0 | 0 | 0 | 0 | 0 | 0 | 0 | 0 | 0 | 0 | 0 | 0 | 0 | 0 | 0 | 0 | 0 | 0 | 0 | 0 | 0 | 0 | 0 | 0
Battery | 13 | 5 | 0 | 0 | 0 | 0 | 0 | 0 | 0 | 0 | 0 | 0 | 0 | 0 | 0 | 0 | 0 | 0 | 0 | 0 | 0 | 0 | 0 | 0 | 0 | 0
Battery | 13 | 6 | 0 | 0 | 0 | 0 | 0 | 0 | 0 | 0 | 0 | 0 | 0 | 0 | 0 | 0 | 0 | 0 | 0 | 0 | 0 | 0 | 0 | 0 | 0 | 0
Battery | 13 | 7 | 0 | 0 | 0 | 0 | 0 | 0 | 0 | 0 | 0 | 0 | 0 | 0 | 0 | 0 | 0 | 0 | 0 | 0 | 0 | 0 | 0 | 0 | 0 | 0
Battery | 13 | 8 | 0 | 0 | 0 | 0 | 0 | 0 | 0 | 0 | 0 | 0 | 0 | 0 | 0 | 0 | 0 | 0 | 0 | 0 | 0 | 0 | 0 | 0 | 0 | 0
Battery | 13 | 9 | 0 | 0 | 0 | 0 | 0 | 0 | 0 | 0 | 0 | 0 | 0 | 0 | 0 | 0 | 0 | 0 | 0 | 0 | 0 | 0 | 0 | 0 | 0 | 0
Battery | 13 | 10 | 0 | 0 | 0 | 0 | 0 | 0 | 0 | 0 | 0 | 0 | 0 | 0 | 0 | 0 | 0 | 0 | 0 | 0 | 0 | 0 | 0 | 0 | 0 | 0
Battery | 13 | 11 | 0 | 0 | 0 | 0 | 0 | 0 | 0 | 0 | 0 | 0 | 0 | 0 | 0 | 0 | 0 | 0 | 0 | 0 | 0 | 0 | 0 | 0 | 0 | 0
Battery | 14 | 0 | 0 | 0 | 0 | 0 | 0 | 0 | 0 | 0 | 0 | 0 | 0 | 0 | 0 | 0 | 0 | 0 | 0 | 0 | 0 | 0 | 0 | 0 | 0 | 0
Battery | 14 | 1 | 0 | 0 | 0 | 0 | 0 | 0 | 0 | 0 | 0 | 0 | 0 | 0 | 0 | 0 | 0 | 0 | 0 | 0 | 0 | 0 | 0 | 0 | 0 | 0
Battery | 14 | 2 | 0 | 0 | 0 | 0 | 0 | 0 | 0 | 0 | 0 | 0 | 0 | 0 | 0 | 0 | 0 | 0 | 0 | 0 | 0 | 0 | 0 | 0 | 0 | 0
Battery | 14 | 3 | 0 | 0 | 0 | 0 | 0 | 0 | 0 | 0 | 0 | 0 | 0 | 0 | 0 | 0 | 0 | 0 | 0 | 0 | 0 | 0 | 0 | 0 | 0 | 0
Battery | 14 | 4 | 0 | 0 | 0 | 0 | 0 | 0 | 0 | 0 | 0 | 0 | 0 | 0 | 0 | 0 | 0 | 0 | 0 | 0 | 0 | 0 | 0 | 0 | 0 | 0
Battery | 14 | 5 | 0 | 0 | 0 | 0 | 0 | 0 | 0 | 0 | 0 | 0 | 0 | 0 | 0 | 0 | 0 | 0 | 0 | 0 | 0 | 0 | 0 | 0 | 0 | 0
Battery | 14 | 6 | 0 | 0 | 0 | 0 | 0 | 0 | 0 | 0 | 0 | 0 | 0 | 0 | 0 | 0 | 0 | 0 | 0 | 0 | 0 | 0 | 0 | 0 | 0 | 0
Battery | 14 | 7 | 0 | 0 | 0 | 0 | 0 | 0 | 0 | 0 | 0 | 0 | 0 | 0 | 0 | 0 | 0 | 0 | 0 | 0 | 0 | 0 | 0 | 0 | 0 | 0
Battery | 14 | 8 | 0 | 0 | 0 | 0 | 0 | 0 | 0 | 0 | 0 | 0 | 0 | 0 | 0 | 0 | 0 | 0 | 0 | 0 | 0 | 0 | 0 | 0 | 0 | 0
Battery | 14 | 9 | 0 | 0 | 0 | 0 | 0 | 0 | 0 | 0 | 0 | 0 | 0 | 0 | 0 | 0 | 0 | 0 | 0 | 0 | 0 | 0 | 0 | 0 | 0 | 0
Battery | 14 | 10 | 0 | 0 | 0 | 0 | 0 | 0 | 0 | 0 | 0 | 0 | 0 | 0 | 0 | 0 | 0 | 0 | 0 | 0 | 0 | 0 | 0 | 0 | 0 | 0
Battery | 14 | 11 | 0 | 0 | 0 | 0 | 0 | 0 | 0 | 0 | 0 | 0 | 0 | 0 | 0 | 0 | 0 | 0 | 0 | 0 | 0 | 0 | 0 | 0 | 0 | 0
Battery | 15 | 0 | 0 | 0 | 0 | 0 | 0 | 0 | 0 | 0 | 0 | 0 | 0 | 0 | 0 | 0 | 0 | 0 | 0 | 0 | 0 | 0 | 0 | 0 | 0 | 0
Battery | 15 | 1 | 0 | 0 | 0 | 0 | 0 | 0 | 0 | 0 | 0 | 0 | 0 | 0 | 0 | 0 | 0 | 0 | 0 | 0 | 0 | 0 | 0 | 0 | 0 | 0
Battery | 15 | 2 | 0 | 0 | 0 | 0 | 0 | 0 | 0 | 0 | 0 | 0 | 0 | 0 | 0 | 0 | 0 | 0 | 0 | 0 | 0 | 0 | 0 | 0 | 0 | 0
Battery | 15 | 3 | 0 | 0 | 0 | 0 | 0 | 0 | 0 | 0 | 0 | 0 | 0 | 0 | 0 | 0 | 0 | 0 | 0 | 0 | 0 | 0 | 0 | 0 | 0 | 0
Battery | 15 | 4 | 0 | 0 | 0 | 0 | 0 | 0 | 0 | 0 | 0 | 0 | 0 | 0 | 0 | 0 | 0 | 0 | 0 | 0 | 0 | 0 | 0 | 0 | 0 | 0
Battery | 15 | 5 | 0 | 0 | 0 | 0 | 0 | 0 | 0 | 0 | 0 | 0 | 0 | 0 | 0 | 0 | 0 | 0 | 0 | 0 | 0 | 0 | 0 | 0 | 0 | 0
Battery | 15 | 6 | 0 | 0 | 0 | 0 | 0 | 0 | 0 | 0 | 0 | 0 | 0 | 0 | 0 | 0 | 0 | 0 | 0 | 0 | 0 | 0 | 0 | 0 | 0 | 0
Battery | 15 | 7 | 0 | 0 | 0 | 0 | 0 | 0 | 0 | 0 | 0 | 0 | 0 | 0 | 0 | 0 | 0 | 0 | 0 | 0 | 0 | 0 | 0 | 0 | 0 | 0
Battery | 15 | 8 | 0 | 0 | 0 | 0 | 0 | 0 | 0 | 0 | 0 | 0 | 0 | 0 | 0 | 0 | 0 | 0 | 0 | 0 | 0 | 0 | 0 | 0 | 0 | 0
Battery | 15 | 9 | 0 | 0 | 0 | 0 | 0 | 0 | 0 | 0 | 0 | 0 | 0 | 0 | 0 | 0 | 0 | 0 | 0 | 0 | 0 | 0 | 0 | 0 | 0 | 0
Battery | 15 | 10 | 0 | 0 | 0 | 0 | 0 | 0 | 0 | 0 | 0 | 0 | 0 | 0 | 0 | 0 | 0 | 0 | 0 | 0 | 0 | 0 | 0 | 0 | 0 | 0
Battery | 15 | 11 | 0 | 0 | 0 | 0 | 0 | 0 | 0 | 0 | 0 | 0 | 0 | 0 | 0 | 0 | 0 | 0 | 0 | 0 | 0 | 0 | 0 | 0 | 0 | 0
Battery | 16 | 0 | 0 | 0 | 0 | 0 | 0 | 0 | 0 | 0 | 0 | 0 | 0 | 0 | 0 | 0 | 0 | 0 | 0 | 0 | 0 | 0 | 0 | 0 | 0 | 0
Battery | 16 | 1 | 0 | 0 | 0 | 0 | 0 | 0 | 0 | 0 | 0 | 0 | 0 | 0 | 0 | 0 | 0 | 0 | 0 | 0 | 0 | 0 | 0 | 0 | 0 | 0
Battery | 16 | 2 | 0 | 0 | 0 | 0 | 0 | 0 | 0 | 0 | 0 | 0 | 0 | 0 | 0 | 0 | 0 | 0 | 0 | 0 | 0 | 0 | 0 | 0 | 0 | 0
Battery | 16 | 3 | 0 | 0 | 0 | 0 | 0 | 0 | 0 | 0 | 0 | 0 | 0 | 0 | 0 | 0 | 0 | 0 | 0 | 0 | 0 | 0 | 0 | 0 | 0 | 0
Battery | 16 | 4 | 0 | 0 | 0 | 0 | 0 | 0 | 0 | 0 | 0 | 0 | 0 | 0 | 0 | 0 | 0 | 0 | 0 | 0 | 0 | 0 | 0 | 0 | 0 | 0
Battery | 16 | 5 | 0 | 0 | 0 | 0 | 0 | 0 | 0 | 0 | 0 | 0 | 0 | 0 | 0 | 0 | 0 | 0 | 0 | 0 | 0 | 0 | 0 | 0 | 0 | 0
Battery | 16 | 6 | 0 | 0 | 0 | 0 | 0 | 0 | 0 | 0 | 0 | 0 | 0 | 0 | 0 | 0 | 0 | 0 | 0 | 0 | 0 | 0 | 0 | 0 | 0 | 0
Battery | 16 | 7 | 0 | 0 | 0 | 0 | 0 | 0 | 0 | 0 | 0 | 0 | 0 | 0 | 0 | 0 | 0 | 0 | 0 | 0 | 0 | 0 | 0 | 0 | 0 | 0
Battery | 16 | 8 | 0 | 0 | 0 | 0 | 0 | 0 | 0 | 0 | 0 | 0 | 0 | 0 | 0 | 0 | 0 | 0 | 0 | 0 | 0 | 0 | 0 | 0 | 0 | 0
Battery | 16 | 9 | 0 | 0 | 0 | 0 | 0 | 0 | 0 | 0 | 0 | 0 | 0 | 0 | 0 | 0 | 0 | 0 | 0 | 0 | 0 | 0 | 0 | 0 | 0 | 0
Battery | 16 | 10 | 0 | 0 | 0 | 0 | 0 | 0 | 0 | 0 | 0 | 0 | 0 | 0 | 0 | 0 | 0 | 0 | 0 | 0 | 0 | 0 | 0 | 0 | 0 | 0
Battery | 16 | 11 | 0 | 0 | 0 | 0 | 0 | 0 | 0 | 0 | 0 | 0 | 0 | 0 | 0 | 0 | 0 | 0 | 0 | 0 | 0 | 0 | 0 | 0 | 0 | 0
Battery | 17 | 0 | 0 | 0 | 0 | 0 | 0 | 0 | 0 | 0 | 0 | 0 | 0 | 0 | 0 | 0 | 0 | 0 | 0 | 0 | 0 | 0 | 0 | 0 | 0 | 0
Battery | 17 | 1 | 0 | 0 | 0 | 0 | 0 | 0 | 0 | 0 | 0 | 0 | 0 | 0 | 0 | 0 | 0 | 0 | 0 | 0 | 0 | 0 | 0 | 0 | 0 | 0
Battery | 17 | 2 | 0 | 0 | 0 | 0 | 0 | 0 | 0 | 0 | 0 | 0 | 0 | 0 | 0 | 0 | 0 | 0 | 0 | 0 | 0 | 0 | 0 | 0 | 0 | 0
Battery | 17 | 3 | 0 | 0 | 0 | 0 | 0 | 0 | 0 | 0 | 0 | 0 | 0 | 0 | 0 | 0 | 0 | 0 | 0 | 0 | 0 | 0 | 0 | 0 | 0 | 0
Battery | 17 | 4 | 0 | 0 | 0 | 0 | 0 | 0 | 0 | 0 | 0 | 0 | 0 | 0 | 0 | 0 | 0 | 0 | 0 | 0 | 0 | 0 | 0 | 0 | 0 | 0
Battery | 17 | 5 | 0 | 0 | 0 | 0 | 0 | 0 | 0 | 0 | 0 | 0 | 0 | 0 | 0 | 0 | 0 | 0 | 0 | 0 | 0 | 0 | 0 | 0 | 0 | 0
Battery | 17 | 6 | 0 | 0 | 0 | 0 | 0 | 0 | 0 | 0 | 0 | 0 | 0 | 0 | 0 | 0 | 0 | 0 | 0 | 0 | 0 | 0 | 0 | 0 | 0 | 0
Battery | 17 | 7 | 0 | 0 | 0 | 0 | 0 | 0 | 0 | 0 | 0 | 0 | 0 | 0 | 0 | 0 | 0 | 0 | 0 | 0 | 0 | 0 | 0 | 0 | 0 | 0
Battery | 17 | 8 | 0 | 0 | 0 | 0 | 0 | 0 | 0 | 0 | 0 | 0 | 0 | 0 | 0 | 0 | 0 | 0 | 0 | 0 | 0 | 0 | 0 | 0 | 0 | 0
Battery | 17 | 9 | 0 | 0 | 0 | 0 | 0 | 0 | 0 | 0 | 0 | 0 | 0 | 0 | 0 | 0 | 0 | 0 | 0 | 0 | 0 | 0 | 0 | 0 | 0 | 0
Battery | 17 | 10 | 0 | 0 | 0 | 0 | 0 | 0 | 0 | 0 | 0 | 0 | 0 | 0 | 0 | 0 | 0 | 0 | 0 | 0 | 0 | 0 | 0 | 0 | 0 | 0
Battery | 17 | 11 | 0 | 0 | 0 | 0 | 0 | 0 | 0 | 0 | 0 | 0 | 0 | 0 | 0 | 0 | 0 | 0 | 0 | 0 | 0 | 0 | 0 | 0 | 0 | 0
Battery | 18 | 0 | 0 | 0 | 0 | 0 | 0 | 0 | 0 | 0 | 0 | 0 | 0 | 0 | 0 | 0 | 0 | 0 | 0 | 0 | 0 | 0 | 0 | 0 | 0 | 0
Battery | 18 | 1 | 0 | 0 | 0 | 0 | 0 | 0 | 0 | 0 | 0 | 0 | 0 | 0 | 0 | 0 | 0 | 0 | 0 | 0 | 0 | 0 | 0 | 0 | 0 | 0
Battery | 18 | 2 | 0 | 0 | 0 | 0 | 0 | 0 | 0 | 0 | 0 | 0 | 0 | 0 | 0 | 0 | 0 | 0 | 0 | 0 | 0 | 0 | 0 | 0 | 0 | 0
Battery | 18 | 3 | 0 | 0 | 0 | 0 | 0 | 0 | 0 | 0 | 0 | 0 | 0 | 0 | 0 | 0 | 0 | 0 | 0 | 0 | 0 | 0 | 0 | 0 | 0 | 0
Battery | 18 | 4 | 0 | 0 | 0 | 0 | 0 | 0 | 0 | 0 | 0 | 0 | 0 | 0 | 0 | 0 | 0 | 0 | 0 | 0 | 0 | 0 | 0 | 0 | 0 | 0
Battery | 18 | 5 | 0 | 0 | 0 | 0 | 0 | 0 | 0 | 0 | 0 | 0 | 0 | 0 | 0 | 0 | 0 | 0 | 0 | 0 | 0 | 0 | 0 | 0 | 0 | 0
Battery | 18 | 6 | 0 | 0 | 0 | 0 | 0 | 0 | 0 | 0 | 0 | 0 | 0 | 0 | 0 | 0 | 0 | 0 | 0 | 0 | 0 | 0 | 0 | 0 | 0 | 0
Battery | 18 | 7 | 0 | 0 | 0 | 0 | 0 | 0 | 0 | 0 | 0 | 0 | 0 | 0 | 0 | 0 | 0 | 0 | 0 | 0 | 0 | 0 | 0 | 0 | 0 | 0
Battery | 18 | 8 | 0 | 0 | 0 | 0 | 0 | 0 | 0 | 0 | 0 | 0 | 0 | 0 | 0 | 0 | 0 | 0 | 0 | 0 | 0 | 0 | 0 | 0 | 0 | 0
Battery | 18 | 9 | 0 | 0 | 0 | 0 | 0 | 0 | 0 | 0 | 0 | 0 | 0 | 0 | 0 | 0 | 0 | 0 | 0 | 0 | 0 | 0 | 0 | 0 | 0 | 0
Battery | 18 | 10 | 0 | 0 | 0 | 0 | 0 | 0 | 0 | 0 | 0 | 0 | 0 | 0 | 0 | 0 | 0 | 0 | 0 | 0 | 0 | 0 | 0 | 0 | 0 | 0
Battery | 18 | 11 | 0 | 0 | 0 | 0 | 0 | 0 | 0 | 0 | 0 | 0 | 0 | 0 | 0 | 0 | 0 | 0 | 0 | 0 | 0 | 0 | 0 | 0 | 0 | 0
Battery | 19 | 0 | 0 | 0 | 0 | 0 | 0 | 0 | 0 | 0 | 0 | 0 | 0 | 0 | 0 | 0 | 0 | 0 | 0 | 0 | 0 | 0 | 0 | 0 | 0 | 0
Battery | 19 | 1 | 0 | 0 | 0 | 0 | 0 | 0 | 0 | 0 | 0 | 0 | 0 | 0 | 0 | 0 | 0 | 0 | 0 | 0 | 0 | 0 | 0 | 0 | 0 | 0
Battery | 19 | 2 | 0 | 0 | 0 | 0 | 0 | 0 | 0 | 0 | 0 | 0 | 0 | 0 | 0 | 0 | 0 | 0 | 0 | 0 | 0 | 0 | 0 | 0 | 0 | 0
Battery | 19 | 3 | 0 | 0 | 0 | 0 | 0 | 0 | 0 | 0 | 0 | 0 | 0 | 0 | 0 | 0 | 0 | 0 | 0 | 0 | 0 | 0 | 0 | 0 | 0 | 0
Battery | 19 | 4 | 0 | 0 | 0 | 0 | 0 | 0 | 0 | 0 | 0 | 0 | 0 | 0 | 0 | 0 | 0 | 0 | 0 | 0 | 0 | 0 | 0 | 0 | 0 | 0
Battery | 19 | 5 | 0 | 0 | 0 | 0 | 0 | 0 | 0 | 0 | 0 | 0 | 0 | 0 | 0 | 0 | 0 | 0 | 0 | 0 | 0 | 0 | 0 | 0 | 0 | 0
Battery | 19 | 6 | 0 | 0 | 0 | 0 | 0 | 0 | 0 | 0 | 0 | 0 | 0 | 0 | 0 | 0 | 0 | 0 | 0 | 0 | 0 | 0 | 0 | 0 | 0 | 0
Battery | 19 | 7 | 0 | 0 | 0 | 0 | 0 | 0 | 0 | 0 | 0 | 0 | 0 | 0 | 0 | 0 | 0 | 0 | 0 | 0 | 0 | 0 | 0 | 0 | 0 | 0
Battery | 19 | 8 | 0 | 0 | 0 | 0 | 0 | 0 | 0 | 0 | 0 | 0 | 0 | 0 | 0 | 0 | 0 | 0 | 0 | 0 | 0 | 0 | 0 | 0 | 0 | 0
Battery | 19 | 9 | 0 | 0 | 0 | 0 | 0 | 0 | 0 | 0 | 0 | 0 | 0 | 0 | 0 | 0 | 0 | 0 | 0 | 0 | 0 | 0 | 0 | 0 | 0 | 0
Battery | 19 | 10 | 0 | 0 | 0 | 0 | 0 | 0 | 0 | 0 | 0 | 0 | 0 | 0 | 0 | 0 | 0 | 0 | 0 | 0 | 0 | 0 | 0 | 0 | 0 | 0
Battery | 19 | 11 | 0 | 0 | 0 | 0 | 0 | 0 | 0 | 0 | 0 | 0 | 0 | 0 | 0 | 0 | 0 | 0 | 0 | 0 | 0 | 0 | 0 | 0 | 0 | 0

## Purchased Electricity
Year | Day | Hour 0 | Hour 1 | Hour 2 | Hour 3 | Hour 4 | Hour 5 | Hour 6 | Hour 7 | Hour 8 | Hour 9 | Hour 10 | Hour 11 | Hour 12 | Hour 13 | Hour 14 | Hour 15 | Hour 16 | Hour 17 | Hour 18 | Hour 19 | Hour 20 | Hour 21 | Hour 22 | Hour 23
0 | 0 | 0 | 0 | 0 | 0 | 0 | 0 | 0 | 0 | 0 | 0 | 0 | 0 | 0 | 0 | 0 | 0 | 0 | 0 | 0 | 0 | 0 | 0 | 0 | 0
0 | 1 | 0 | 0 | 0 | 0 | 0 | 0 | 0 | 0 | 0 | 0 | 0 | 0 | 0 | 0 | 0 | 0 | 0 | 0 | 0 | 0 | 0 | 0 | 0 | 0
0 | 2 | 0 | 0 | 0 | 0 | 0 | 0 | 0 | 0 | 0 | 0 | 0 | 0 | 0 | 0 | 0 | 0 | 0 | 0 | 0 | 0 | 0 | 0 | 0 | 0
0 | 3 | 0 | 0 | 0 | 0 | 0 | 0 | 0 | 0 | 0 | 0 | 0 | 0 | 0 | 0 | 0 | 0 | 0 | 0 | 0 | 0 | 0 | 0 | 0 | 0
0 | 4 | 0 | 0 | 0 | 0 | 0 | 0 | 0 | 0 | 0 | 0 | 0 | 0 | 0 | 0 | 0 | 0 | 0 | 0 | 0 | 0 | 0 | 0 | 0 | 0
0 | 5 | 0 | 0 | 0 | 0 | 0 | 0 | 0 | 0 | 0 | 0 | 0 | 0 | 0 | 0 | 0 | 0 | 0 | 0 | 0 | 0 | 0 | 0 | 0 | 0
0 | 6 | 0 | 0 | 0 | 0 | 0 | 0 | 0 | 0 | 0 | 0 | 0 | 0 | 0 | 0 | 0 | 0 | 0 | 0 | 0 | 0 | 0 | 0 | 0 | 0
0 | 7 | 0 | 0 | 0 | 0 | 0 | 0 | 0 | 0 | 0 | 0 | 0 | 0 | 0 | 0 | 0 | 0 | 0 | 0 | 0 | 0 | 0 | 0 | 0 | 0
0 | 8 | 0 | 0 | 0 | 0 | 0 | 0 | 0 | 0 | 0 | 0 | 0 | 0 | 0 | 0 | 0 | 0 | 0 | 0 | 0 | 0 | 0 | 0 | 0 | 0
0 | 9 | 0 | 0 | 0 | 0 | 0 | 0 | 0 | 0 | 0 | 0 | 0 | 0 | 0 | 0 | 0 | 0 | 0 | 0 | 0 | 0 | 0 | 0 | 0 | 0
0 | 10 | 0 | 0 | 0 | 0 | 0 | 0 | 0 | 0 | 0 | 0 | 0 | 0 | 0 | 0 | 0 | 0 | 0 | 0 | 0 | 0 | 0 | 0 | 0 | 0
0 | 11 | 0 | 0 | 0 | 0 | 0 | 0 | 0 | 0 | 0 | 0 | 0 | 0 | 0 | 0 | 0 | 0 | 0 | 0 | 0 | 0 | 0 | 0 | 0 | 0
1 | 0 | 0 | 0 | 0 | 0 | 0 | 0 | 0 | 0 | 0 | 0 | 0 | 0 | 0 | 0 | 0 | 0 | 0 | 0 | 0 | 0 | 0 | 0 | 0 | 0
1 | 1 | 0 | 0 | 0 | 0 | 0 | 0 | 0 | 0 | 0 | 0 | 0 | 0 | 0 | 0 | 0 | 0 | 0 | 0 | 0 | 0 | 0 | 0 | 0 | 0
1 | 2 | 0 | 0 | 0 | 0 | 0 | 0 | 0 | 0 | 0 | 0 | 0 | 0 | 0 | 0 | 0 | 0 | 0 | 0 | 0 | 0 | 0 | 0 | 0 | 0
1 | 3 | 0 | 0 | 0 | 0 | 0 | 0 | 0 | 0 | 0 | 0 | 0 | 0 | 0 | 0 | 0 | 0 | 0 | 0 | 0 | 0 | 0 | 0 | 0 | 0
1 | 4 | 0 | 0 | 0 | 0 | 0 | 0 | 0 | 0 | 0 | 0 | 0 | 0 | 0 | 0 | 0 | 0 | 0 | 0 | 0 | 0 | 0 | 0 | 0 | 0
1 | 5 | 0 | 0 | 0 | 0 | 0 | 0 | 0 | 0 | 0 | 0 | 0 | 0 | 0 | 0 | 0 | 0 | 0 | 0 | 0 | 0 | 0 | 0 | 0 | 0
1 | 6 | 0 | 0 | 0 | 0 | 0 | 0 | 0 | 0 | 0 | 0 | 0 | 0 | 0 | 0 | 0 | 0 | 0 | 0 | 0 | 0 | 0 | 0 | 0 | 0
1 | 7 | 0 | 0 | 0 | 0 | 0 | 0 | 0 | 0 | 0 | 0 | 0 | 0 | 0 | 0 | 0 | 0 | 0 | 0 | 0 | 0 | 0 | 0 | 0 | 0
1 | 8 | 0 | 0 | 0 | 0 | 0 | 0 | 0 | 0 | 0 | 0 | 0 | 0 | 0 | 0 | 0 | 0 | 0 | 0 | 0 | 0 | 0 | 0 | 0 | 0
1 | 9 | 0 | 0 | 0 | 0 | 0 | 0 | 0 | 0 | 0 | 0 | 0 | 0 | 0 | 0 | 0 | 0 | 0 | 0 | 0 | 0 | 0 | 0 | 0 | 0
1 | 10 | 0 | 0 | 0 | 0 | 0 | 0 | 0 | 0 | 0 | 0 | 0 | 0 | 0 | 0 | 0 | 0 | 0 | 0 | 0 | 0 | 0 | 0 | 0 | 0
1 | 11 | 0 | 0 | 0 | 0 | 0 | 0 | 0 | 0 | 0 | 0 | 0 | 0 | 0 | 0 | 0 | 0 | 0 | 0 | 0 | 0 | 0 | 0 | 0 | 0
2 | 0 | 0 | 0 | 0 | 0 | 0 | 0 | 0 | 0 | 0 | 0 | 0 | 0 | 0 | 0 | 0 | 0 | 0 | 0 | 0 | 0 | 0 | 0 | 0 | 0
2 | 1 | 0 | 0 | 0 | 0 | 0 | 0 | 0 | 0 | 0 | 0 | 0 | 0 | 0 | 0 | 0 | 0 | 0 | 0 | 0 | 0 | 0 | 0 | 0 | 0
2 | 2 | 0 | 0 | 0 | 0 | 0 | 0 | 0 | 0 | 0 | 0 | 0 | 0 | 0 | 0 | 0 | 0 | 0 | 0 | 0 | 0 | 0 | 0 | 0 | 0
2 | 3 | 0 | 0 | 0 | 0 | 0 | 0 | 0 | 0 | 0 | 0 | 0 | 0 | 0 | 0 | 0 | 0 | 0 | 0 | 0 | 0 | 0 | 0 | 0 | 0
2 | 4 | 0 | 0 | 0 | 0 | 0 | 0 | 0 | 0 | 0 | 0 | 0 | 0 | 0 | 0 | 0 | 0 | 0 | 0 | 0 | 0 | 0 | 0 | 0 | 0
2 | 5 | 0 | 0 | 0 | 0 | 0 | 0 | 0 | 0 | 0 | 0 | 0 | 0 | 0 | 0 | 0 | 0 | 0 | 0 | 0 | 0 | 0 | 0 | 0 | 0
2 | 6 | 0 | 0 | 0 | 0 | 0 | 0 | 0 | 0 | 0 | 0 | 0 | 0 | 0 | 0 | 0 | 0 | 0 | 0 | 0 | 0 | 0 | 0 | 0 | 0
2 | 7 | 0 | 0 | 0 | 0 | 0 | 0 | 0 | 0 | 0 | 0 | 0 | 0 | 0 | 0 | 0 | 0 | 0 | 0 | 0 | 0 | 0 | 0 | 0 | 0
2 | 8 | 0 | 0 | 0 | 0 | 0 | 0 | 0 | 0 | 0 | 0 | 0 | 0 | 0 | 0 | 0 | 0 | 0 | 0 | 0 | 0 | 0 | 0 | 0 | 0
2 | 9 | 0 | 0 | 0 | 0 | 0 | 0 | 0 | 0 | 0 | 0 | 0 | 0 | 0 | 0 | 0 | 0 | 0 | 0 | 0 | 0 | 0 | 0 | 0 | 0
2 | 10 | 0 | 0 | 0 | 0 | 0 | 0 | 0 | 0 | 0 | 0 | 0 | 0 | 0 | 0 | 0 | 0 | 0 | 0 | 0 | 0 | 0 | 0 | 0 | 0
2 | 11 | 0 | 0 | 0 | 0 | 0 | 0 | 0 | 0 | 0 | 0 | 0 | 0 | 0 | 0 | 0 | 0 | 0 | 0 | 0 | 0 | 0 | 0 | 0 | 0
3 | 0 | 0 | 0 | 0 | 0 | 0 | 0 | 0 | 0 | 0 | 0 | 0 | 0 | 0 | 0 | 0 | 0 | 0 | 0 | 0 | 0 | 0 | 0 | 0 | 0
3 | 1 | 0 | 0 | 0 | 0 | 0 | 0 | 0 | 0 | 0 | 0 | 0 | 0 | 0 | 0 | 0 | 0 | 0 | 0 | 0 | 0 | 0 | 0 | 0 | 0
3 | 2 | 0 | 0 | 0 | 0 | 0 | 0 | 0 | 0 | 0 | 0 | 0 | 0 | 0 | 0 | 0 | 0 | 0 | 0 | 0 | 0 | 0 | 0 | 0 | 0
3 | 3 | 0 | 0 | 0 | 0 | 0 | 0 | 0 | 0 | 0 | 0 | 0 | 0 | 0 | 0 | 0 | 0 | 0 | 0 | 0 | 0 | 0 | 0 | 0 | 0
3 | 4 | 0 | 0 | 0 | 0 | 0 | 0 | 0 | 0 | 0 | 0 | 0 | 0 | 0 | 0 | 0 | 0 | 0 | 0 | 0 | 0 | 0 | 0 | 0 | 0
3 | 5 | 0 | 0 | 0 | 0 | 0 | 0 | 0 | 0 | 0 | 0 | 0 | 0 | 0 | 0 | 0 | 0 | 0 | 0 | 0 | 0 | 0 | 0 | 0 | 0
3 | 6 | 0 | 0 | 0 | 0 | 0 | 0 | 0 | 0 | 0 | 0 | 0 | 0 | 0 | 0 | 0 | 0 | 0 | 0 | 0 | 0 | 0 | 0 | 0 | 0
3 | 7 | 0 | 0 | 0 | 0 | 0 | 0 | 0 | 0 | 0 | 0 | 0 | 0 | 0 | 0 | 0 | 0 | 0 | 0 | 0 | 0 | 0 | 0 | 0 | 0
3 | 8 | 0 | 0 | 0 | 0 | 0 | 0 | 0 | 0 | 0 | 0 | 0 | 0 | 0 | 0 | 0 | 0 | 0 | 0 | 0 | 0 | 0 | 0 | 0 | 0
3 | 9 | 0 | 0 | 0 | 0 | 0 | 0 | 0 | 0 | 0 | 0 | 0 | 0 | 0 | 0 | 0 | 0 | 0 | 0 | 0 | 0 | 0 | 0 | 0 | 0
3 | 10 | 0 | 0 | 0 | 0 | 0 | 0 | 0 | 0 | 0 | 0 | 0 | 0 | 0 | 0 | 0 | 0 | 0 | 0 | 0 | 0 | 0 | 0 | 0 | 0
3 | 11 | 0 | 0 | 0 | 0 | 0 | 0 | 0 | 0 | 0 | 0 | 0 | 0 | 0 | 0 | 0 | 0 | 0 | 0 | 0 | 0 | 0 | 0 | 0 | 0
4 | 0 | 0 | 0 | 0 | 0 | 0 | 0 | 0 | 0 | 0 | 0 | 0 | 0 | 0 | 0 | 0 | 0 | 0 | 0 | 0 | 0 | 0 | 0 | 0 | 0
4 | 1 | 0 | 0 | 0 | 0 | 0 | 0 | 0 | 0 | 0 | 0 | 0 | 0 | 0 | 0 | 0 | 0 | 0 | 0 | 0 | 0 | 0 | 0 | 0 | 0
4 | 2 | 0 | 0 | 0 | 0 | 0 | 0 | 0 | 0 | 0 | 0 | 0 | 0 | 0 | 0 | 0 | 0 | 0 | 0 | 0 | 0 | 0 | 0 | 0 | 0
4 | 3 | 0 | 0 | 0 | 0 | 0 | 0 | 0 | 0 | 0 | 0 | 0 | 0 | 0 | 0 | 0 | 0 | 0 | 0 | 0 | 0 | 0 | 0 | 0 | 0
4 | 4 | 0 | 0 | 0 | 0 | 0 | 0 | 0 | 0 | 0 | 0 | 0 | 0 | 0 | 0 | 0 | 0 | 0 | 0 | 0 | 0 | 0 | 0 | 0 | 0
4 | 5 | 0 | 0 | 0 | 0 | 0 | 0 | 0 | 0 | 0 | 0 | 0 | 0 | 0 | 0 | 0 | 0 | 0 | 0 | 0 | 0 | 0 | 0 | 0 | 0
4 | 6 | 0 | 0 | 0 | 0 | 0 | 0 | 0 | 0 | 0 | 0 | 0 | 0 | 0 | 0 | 0 | 0 | 0 | 0 | 0 | 0 | 0 | 0 | 0 | 0
4 | 7 | 0 | 0 | 0 | 0 | 0 | 0 | 0 | 0 | 0 | 0 | 0 | 0 | 0 | 0 | 0 | 0 | 0 | 0 | 0 | 0 | 0 | 0 | 0 | 0
4 | 8 | 0 | 0 | 0 | 0 | 0 | 0 | 0 | 0 | 0 | 0 | 0 | 0 | 0 | 0 | 0 | 0 | 0 | 0 | 0 | 0 | 0 | 0 | 0 | 0
4 | 9 | 0 | 0 | 0 | 0 | 0 | 0 | 0 | 0 | 0 | 0 | 0 | 0 | 0 | 0 | 0 | 0 | 0 | 0 | 0 | 0 | 0 | 0 | 0 | 0
4 | 10 | 0 | 0 | 0 | 0 | 0 | 0 | 0 | 0 | 0 | 0 | 0 | 0 | 0 | 0 | 0 | 0 | 0 | 0 | 0 | 0 | 0 | 0 | 0 | 0
4 | 11 | 0 | 0 | 0 | 0 | 0 | 0 | 0 | 0 | 0 | 0 | 0 | 0 | 0 | 0 | 0 | 0 | 0 | 0 | 0 | 0 | 0 | 0 | 0 | 0
5 | 0 | 0 | 0 | 0 | 0 | 0 | 0 | 0 | 0 | 0 | 0 | 0 | 0 | 0 | 0 | 0 | 0 | 0 | 0 | 0 | 0 | 0 | 0 | 0 | 0
5 | 1 | 0 | 0 | 0 | 0 | 0 | 0 | 0 | 0 | 0 | 0 | 0 | 0 | 0 | 0 | 0 | 0 | 0 | 0 | 0 | 0 | 0 | 0 | 0 | 0
5 | 2 | 0 | 0 | 0 | 0 | 0 | 0 | 0 | 0 | 0 | 0 | 0 | 0 | 0 | 0 | 0 | 0 | 0 | 0 | 0 | 0 | 0 | 0 | 0 | 0
5 | 3 | 0 | 0 | 0 | 0 | 0 | 0 | 0 | 0 | 0 | 0 | 0 | 0 | 0 | 0 | 0 | 0 | 0 | 0 | 0 | 0 | 0 | 0 | 0 | 0
5 | 4 | 0 | 0 | 0 | 0 | 0 | 0 | 0 | 0 | 0 | 0 | 0 | 0 | 0 | 0 | 0 | 0 | 0 | 0 | 0 | 0 | 0 | 0 | 0 | 0
5 | 5 | 0 | 0 | 0 | 0 | 0 | 0 | 0 | 0 | 0 | 0 | 0 | 0 | 0 | 0 | 0 | 0 | 0 | 0 | 0 | 0 | 0 | 0 | 0 | 0
5 | 6 | 0 | 0 | 0 | 0 | 0 | 0 | 0 | 0 | 0 | 0 | 0 | 0 | 0 | 0 | 0 | 0 | 0 | 0 | 0 | 0 | 0 | 0 | 0 | 0
5 | 7 | 0 | 0 | 0 | 0 | 0 | 0 | 0 | 0 | 0 | 0 | 0 | 0 | 0 | 0 | 0 | 0 | 0 | 0 | 0 | 0 | 0 | 0 | 0 | 0
5 | 8 | 0 | 0 | 0 | 0 | 0 | 0 | 0 | 0 | 0 | 0 | 0 | 0 | 0 | 0 | 0 | 0 | 0 | 0 | 0 | 0 | 0 | 0 | 0 | 0
5 | 9 | 0 | 0 | 0 | 0 | 0 | 0 | 0 | 0 | 0 | 0 | 0 | 0 | 0 | 0 | 0 | 0 | 0 | 0 | 0 | 0 | 0 | 0 | 0 | 0
5 | 10 | 0 | 0 | 0 | 0 | 0 | 0 | 0 | 0 | 0 | 0 | 0 | 0 | 0 | 0 | 0 | 0 | 0 | 0 | 0 | 0 | 0 | 0 | 0 | 0
5 | 11 | 0 | 0 | 0 | 0 | 0 | 0 | 0 | 0 | 0 | 0 | 0 | 0 | 0 | 0 | 0 | 0 | 0 | 0 | 0 | 0 | 0 | 0 | 0 | 0
6 | 0 | 0 | 0 | 0 | 0 | 0 | 0 | 0 | 0 | 0 | 0 | 0 | 0 | 0 | 0 | 0 | 0 | 0 | 0 | 0 | 0 | 0 | 0 | 0 | 0
6 | 1 | 0 | 0 | 0 | 0 | 0 | 0 | 0 | 0 | 0 | 0 | 0 | 0 | 0 | 0 | 0 | 0 | 0 | 0 | 0 | 0 | 0 | 0 | 0 | 0
6 | 2 | 0 | 0 | 0 | 0 | 0 | 0 | 0 | 0 | 0 | 0 | 0 | 0 | 0 | 0 | 0 | 0 | 0 | 0 | 0 | 0 | 0 | 0 | 0 | 0
6 | 3 | 0 | 0 | 0 | 0 | 0 | 0 | 0 | 0 | 0 | 0 | 0 | 0 | 0 | 0 | 0 | 0 | 0 | 0 | 0 | 0 | 0 | 0 | 0 | 0
6 | 4 | 0 | 0 | 0 | 0 | 0 | 0 | 0 | 0 | 0 | 0 | 0 | 0 | 0 | 0 | 0 | 0 | 0 | 0 | 0 | 0 | 0 | 0 | 0 | 0
6 | 5 | 0 | 0 | 0 | 0 | 0 | 0 | 0 | 0 | 0 | 0 | 0 | 0 | 0 | 0 | 0 | 0 | 0 | 0 | 0 | 0 | 0 | 0 | 0 | 0
6 | 6 | 0 | 0 | 0 | 0 | 0 | 0 | 0 | 0 | 0 | 0 | 0 | 0 | 0 | 0 | 0 | 0 | 0 | 0 | 0 | 0 | 0 | 0 | 0 | 0
6 | 7 | 0 | 0 | 0 | 0 | 0 | 0 | 0 | 0 | 0 | 0 | 0 | 0 | 0 | 0 | 0 | 0 | 0 | 0 | 0 | 0 | 0 | 0 | 0 | 0
6 | 8 | 0 | 0 | 0 | 0 | 0 | 0 | 0 | 0 | 0 | 0 | 0 | 0 | 0 | 0 | 0 | 0 | 0 | 0 | 0 | 0 | 0 | 0 | 0 | 0
6 | 9 | 0 | 0 | 0 | 0 | 0 | 0 | 0 | 0 | 0 | 0 | 0 | 0 | 0 | 0 | 0 | 0 | 0 | 0 | 0 | 0 | 0 | 0 | 0 | 0
6 | 10 | 0 | 0 | 0 | 0 | 0 | 0 | 0 | 0 | 0 | 0 | 0 | 0 | 0 | 0 | 0 | 0 | 0 | 0 | 0 | 0 | 0 | 0 | 0 | 0
6 | 11 | 0 | 0 | 0 | 0 | 0 | 0 | 0 | 0 | 0 | 0 | 0 | 0 | 0 | 0 | 0 | 0 | 0 | 0 | 0 | 0 | 0 | 0 | 0 | 0
7 | 0 | 0 | 0 | 0 | 0 | 0 | 0 | 0 | 0 | 0 | 0 | 0 | 0 | 0 | 0 | 0 | 0 | 0 | 0 | 0 | 0 | 0 | 0 | 0 | 0
7 | 1 | 0 | 0 | 0 | 0 | 0 | 0 | 0 | 0 | 0 | 0 | 0 | 0 | 0 | 0 | 0 | 0 | 0 | 0 | 0 | 0 | 0 | 0 | 0 | 0
7 | 2 | 0 | 0 | 0 | 0 | 0 | 0 | 0 | 0 | 0 | 0 | 0 | 0 | 0 | 0 | 0 | 0 | 0 | 0 | 0 | 0 | 0 | 0 | 0 | 0
7 | 3 | 0 | 0 | 0 | 0 | 0 | 0 | 0 | 0 | 0 | 0 | 0 | 0 | 0 | 0 | 0 | 0 | 0 | 0 | 0 | 0 | 0 | 0 | 0 | 0
7 | 4 | 0 | 0 | 0 | 0 | 0 | 0 | 0 | 0 | 0 | 0 | 0 | 0 | 0 | 0 | 0 | 0 | 0 | 0 | 0 | 0 | 0 | 0 | 0 | 0
7 | 5 | 0 | 0 | 0 | 0 | 0 | 0 | 0 | 0 | 0 | 0 | 0 | 0 | 0 | 0 | 0 | 0 | 0 | 0 | 0 | 0 | 0 | 0 | 0 | 0
7 | 6 | 0 | 0 | 0 | 0 | 0 | 0 | 0 | 0 | 0 | 0 | 0 | 0 | 0 | 0 | 0 | 0 | 0 | 0 | 0 | 0 | 0 | 0 | 0 | 0
7 | 7 | 0 | 0 | 0 | 0 | 0 | 0 | 0 | 0 | 0 | 0 | 0 | 0 | 0 | 0 | 0 | 0 | 0 | 0 | 0 | 0 | 0 | 0 | 0 | 0
7 | 8 | 0 | 0 | 0 | 0 | 0 | 0 | 0 | 0 | 0 | 0 | 0 | 0 | 0 | 0 | 0 | 0 | 0 | 0 | 0 | 0 | 0 | 0 | 0 | 0
7 | 9 | 0 | 0 | 0 | 0 | 0 | 0 | 0 | 0 | 0 | 0 | 0 | 0 | 0 | 0 | 0 | 0 | 0 | 0 | 0 | 0 | 0 | 0 | 0 | 0
7 | 10 | 0 | 0 | 0 | 0 | 0 | 0 | 0 | 0 | 0 | 0 | 0 | 0 | 0 | 0 | 0 | 0 | 0 | 0 | 0 | 0 | 0 | 0 | 0 | 0
7 | 11 | 0 | 0 | 0 | 0 | 0 | 0 | 0 | 0 | 0 | 0 | 0 | 0 | 0 | 0 | 0 | 0 | 0 | 0 | 0 | 0 | 0 | 0 | 0 | 0
8 | 0 | 0 | 0 | 0 | 0 | 0 | 0 | 0 | 0 | 0 | 0 | 0 | 0 | 0 | 0 | 0 | 0 | 0 | 0 | 0 | 0 | 0 | 0 | 0 | 0
8 | 1 | 0 | 0 | 0 | 0 | 0 | 0 | 0 | 0 | 0 | 0 | 0 | 0 | 0 | 0 | 0 | 0 | 0 | 0 | 0 | 0 | 0 | 0 | 0 | 0
8 | 2 | 0 | 0 | 0 | 0 | 0 | 0 | 0 | 0 | 0 | 0 | 0 | 0 | 0 | 0 | 0 | 0 | 0 | 0 | 0 | 0 | 0 | 0 | 0 | 0
8 | 3 | 0 | 0 | 0 | 0 | 0 | 0 | 0 | 0 | 0 | 0 | 0 | 0 | 0 | 0 | 0 | 0 | 0 | 0 | 0 | 0 | 0 | 0 | 0 | 0
8 | 4 | 0 | 0 | 0 | 0 | 0 | 0 | 0 | 0 | 0 | 0 | 0 | 0 | 0 | 0 | 0 | 0 | 0 | 0 | 0 | 0 | 0 | 0 | 0 | 0
8 | 5 | 0 | 0 | 0 | 0 | 0 | 0 | 0 | 0 | 0 | 0 | 0 | 0 | 0 | 0 | 0 | 0 | 0 | 0 | 0 | 0 | 0 | 0 | 0 | 0
8 | 6 | 0 | 0 | 0 | 0 | 0 | 0 | 0 | 0 | 0 | 0 | 0 | 0 | 0 | 0 | 0 | 0 | 0 | 0 | 0 | 0 | 0 | 0 | 0 | 0
8 | 7 | 0 | 0 | 0 | 0 | 0 | 0 | 0 | 0 | 0 | 0 | 0 | 0 | 0 | 0 | 0 | 0 | 0 | 0 | 0 | 0 | 0 | 0 | 0 | 0
8 | 8 | 0 | 0 | 0 | 0 | 0 | 0 | 0 | 0 | 0 | 0 | 0 | 0 | 0 | 0 | 0 | 0 | 0 | 0 | 0 | 0 | 0 | 0 | 0 | 0
8 | 9 | 0 | 0 | 0 | 0 | 0 | 0 | 0 | 0 | 0 | 0 | 0 | 0 | 0 | 0 | 0 | 0 | 0 | 0 | 0 | 0 | 0 | 0 | 0 | 0
8 | 10 | 0 | 0 | 0 | 0 | 0 | 0 | 0 | 0 | 0 | 0 | 0 | 0 | 0 | 0 | 0 | 0 | 0 | 0 | 0 | 0 | 0 | 0 | 0 | 0
8 | 11 | 0 | 0 | 0 | 0 | 0 | 0 | 0 | 0 | 0 | 0 | 0 | 0 | 0 | 0 | 0 | 0 | 0 | 0 | 0 | 0 | 0 | 0 | 0 | 0
9 | 0 | 0 | 0 | 0 | 0 | 0 | 0 | 0 | 0 | 0 | 0 | 0 | 0 | 0 | 0 | 0 | 0 | 0 | 0 | 0 | 0 | 0 | 0 | 0 | 0
9 | 1 | 0 | 0 | 0 | 0 | 0 | 0 | 0 | 0 | 0 | 0 | 0 | 0 | 0 | 0 | 0 | 0 | 0 | 0 | 0 | 0 | 0 | 0 | 0 | 0
9 | 2 | 0 | 0 | 0 | 0 | 0 | 0 | 0 | 0 | 0 | 0 | 0 | 0 | 0 | 0 | 0 | 0 | 0 | 0 | 0 | 0 | 0 | 0 | 0 | 0
9 | 3 | 0 | 0 | 0 | 0 | 0 | 0 | 0 | 0 | 0 | 0 | 0 | 0 | 0 | 0 | 0 | 0 | 0 | 0 | 0 | 0 | 0 | 0 | 0 | 0
9 | 4 | 0 | 0 | 0 | 0 | 0 | 0 | 0 | 0 | 0 | 0 | 0 | 0 | 0 | 0 | 0 | 0 | 0 | 0 | 0 | 0 | 0 | 0 | 0 | 0
9 | 5 | 0 | 0 | 0 | 0 | 0 | 0 | 0 | 0 | 0 | 0 | 0 | 0 | 0 | 0 | 0 | 0 | 0 | 0 | 0 | 0 | 0 | 0 | 0 | 0
9 | 6 | 0 | 0 | 0 | 0 | 0 | 0 | 0 | 0 | 0 | 0 | 0 | 0 | 0 | 0 | 0 | 0 | 0 | 0 | 0 | 0 | 0 | 0 | 0 | 0
9 | 7 | 0 | 0 | 0 | 0 | 0 | 0 | 0 | 0 | 0 | 0 | 0 | 0 | 0 | 0 | 0 | 0 | 0 | 0 | 0 | 0 | 0 | 0 | 0 | 0
9 | 8 | 0 | 0 | 0 | 0 | 0 | 0 | 0 | 0 | 0 | 0 | 0 | 0 | 0 | 0 | 0 | 0 | 0 | 0 | 0 | 0 | 0 | 0 | 0 | 0
9 | 9 | 0 | 0 | 0 | 0 | 0 | 0 | 0 | 0 | 0 | 0 | 0 | 0 | 0 | 0 | 0 | 0 | 0 | 0 | 0 | 0 | 0 | 0 | 0 | 0
9 | 10 | 0 | 0 | 0 | 0 | 0 | 0 | 0 | 0 | 0 | 0 | 0 | 0 | 0 | 0 | 0 | 0 | 0 | 0 | 0 | 0 | 0 | 0 | 0 | 0
9 | 11 | 0 | 0 | 0 | 0 | 0 | 0 | 0 | 0 | 0 | 0 | 0 | 0 | 0 | 0 | 0 | 0 | 0 | 0 | 0 | 0 | 0 | 0 | 0 | 0
10 | 0 | 0 | 0 | 0 | 0 | 0 | 0 | 0 | 0 | 0 | 0 | 0 | 0 | 0 | 0 | 0 | 0 | 0 | 0 | 0 | 0 | 0 | 0 | 0 | 0
10 | 1 | 0 | 0 | 0 | 0 | 0 | 0 | 0 | 0 | 0 | 0 | 0 | 0 | 0 | 0 | 0 | 0 | 0 | 0 | 0 | 0 | 0 | 0 | 0 | 0
10 | 2 | 0 | 0 | 0 | 0 | 0 | 0 | 0 | 0 | 0 | 0 | 0 | 0 | 0 | 0 | 0 | 0 | 0 | 0 | 0 | 0 | 0 | 0 | 0 | 0
10 | 3 | 0 | 0 | 0 | 0 | 0 | 0 | 0 | 0 | 0 | 0 | 0 | 0 | 0 | 0 | 0 | 0 | 0 | 0 | 0 | 0 | 0 | 0 | 0 | 0
10 | 4 | 0 | 0 | 0 | 0 | 0 | 0 | 0 | 0 | 0 | 0 | 0 | 0 | 0 | 0 | 0 | 0 | 0 | 0 | 0 | 0 | 0 | 0 | 0 | 0
10 | 5 | 0 | 0 | 0 | 0 | 0 | 0 | 0 | 0 | 0 | 0 | 0 | 0 | 0 | 0 | 0 | 0 | 0 | 0 | 0 | 0 | 0 | 0 | 0 | 0
10 | 6 | 0 | 0 | 0 | 0 | 0 | 0 | 0 | 0 | 0 | 0 | 0 | 0 | 0 | 0 | 0 | 0 | 0 | 0 | 0 | 0 | 0 | 0 | 0 | 0
10 | 7 | 0 | 0 | 0 | 0 | 0 | 0 | 0 | 0 | 0 | 0 | 0 | 0 | 0 | 0 | 0 | 0 | 0 | 0 | 0 | 0 | 0 | 0 | 0 | 0
10 | 8 | 0 | 0 | 0 | 0 | 0 | 0 | 0 | 0 | 0 | 0 | 0 | 0 | 0 | 0 | 0 | 0 | 0 | 0 | 0 | 0 | 0 | 0 | 0 | 0
10 | 9 | 0 | 0 | 0 | 0 | 0 | 0 | 0 | 0 | 0 | 0 | 0 | 0 | 0 | 0 | 0 | 0 | 0 | 0 | 0 | 0 | 0 | 0 | 0 | 0
10 | 10 | 0 | 0 | 0 | 0 | 0 | 0 | 0 | 0 | 0 | 0 | 0 | 0 | 0 | 0 | 0 | 0 | 0 | 0 | 0 | 0 | 0 | 0 | 0 | 0
10 | 11 | 0 | 0 | 0 | 0 | 0 | 0 | 0 | 0 | 0 | 0 | 0 | 0 | 0 | 0 | 0 | 0 | 0 | 0 | 0 | 0 | 0 | 0 | 0 | 0
11 | 0 | 0 | 0 | 0 | 0 | 0 | 0 | 0 | 0 | 0 | 0 | 0 | 0 | 0 | 0 | 0 | 0 | 0 | 0 | 0 | 0 | 0 | 0 | 0 | 0
11 | 1 | 0 | 0 | 0 | 0 | 0 | 0 | 0 | 0 | 0 | 0 | 0 | 0 | 0 | 0 | 0 | 0 | 0 | 0 | 0 | 0 | 0 | 0 | 0 | 0
11 | 2 | 0 | 0 | 0 | 0 | 0 | 0 | 0 | 0 | 0 | 0 | 0 | 0 | 0 | 0 | 0 | 0 | 0 | 0 | 0 | 0 | 0 | 0 | 0 | 0
11 | 3 | 0 | 0 | 0 | 0 | 0 | 0 | 0 | 0 | 0 | 0 | 0 | 0 | 0 | 0 | 0 | 0 | 0 | 0 | 0 | 0 | 0 | 0 | 0 | 0
11 | 4 | 0 | 0 | 0 | 0 | 0 | 0 | 0 | 0 | 0 | 0 | 0 | 0 | 0 | 0 | 0 | 0 | 0 | 0 | 0 | 0 | 0 | 0 | 0 | 0
11 | 5 | 0 | 0 | 0 | 0 | 0 | 0 | 0 | 0 | 0 | 0 | 0 | 0 | 0 | 0 | 0 | 0 | 0 | 0 | 0 | 0 | 0 | 0 | 0 | 0
11 | 6 | 0 | 0 | 0 | 0 | 0 | 0 | 0 | 0 | 0 | 0 | 0 | 0 | 0 | 0 | 0 | 0 | 0 | 0 | 0 | 0 | 0 | 0 | 0 | 0
11 | 7 | 0 | 0 | 0 | 0 | 0 | 0 | 0 | 0 | 0 | 0 | 0 | 0 | 0 | 0 | 0 | 0 | 0 | 0 | 0 | 0 | 0 | 0 | 0 | 0
11 | 8 | 0 | 0 | 0 | 0 | 0 | 0 | 0 | 0 | 0 | 0 | 0 | 0 | 0 | 0 | 0 | 0 | 0 | 0 | 0 | 0 | 0 | 0 | 0 | 0
11 | 9 | 0 | 0 | 0 | 0 | 0 | 0 | 0 | 0 | 0 | 0 | 0 | 0 | 0 | 0 | 0 | 0 | 0 | 0 | 0 | 0 | 0 | 0 | 0 | 0
11 | 10 | 0 | 0 | 0 | 0 | 0 | 0 | 0 | 0 | 0 | 0 | 0 | 0 | 0 | 0 | 0 | 0 | 0 | 0 | 0 | 0 | 0 | 0 | 0 | 0
11 | 11 | 0 | 0 | 0 | 0 | 0 | 0 | 0 | 0 | 0 | 0 | 0 | 0 | 0 | 0 | 0 | 0 | 0 | 0 | 0 | 0 | 0 | 0 | 0 | 0
12 | 0 | 0 | 0 | 0 | 0 | 0 | 0 | 0 | 0 | 0 | 0 | 0 | 0 | 0 | 0 | 0 | 0 | 0 | 0 | 0 | 0 | 0 | 0 | 0 | 0
12 | 1 | 0 | 0 | 0 | 0 | 0 | 0 | 0 | 0 | 0 | 0 | 0 | 0 | 0 | 0 | 0 | 0 | 0 | 0 | 0 | 0 | 0 | 0 | 0 | 0
12 | 2 | 0 | 0 | 0 | 0 | 0 | 0 | 0 | 0 | 0 | 0 | 0 | 0 | 0 | 0 | 0 | 0 | 0 | 0 | 0 | 0 | 0 | 0 | 0 | 0
12 | 3 | 0 | 0 | 0 | 0 | 0 | 0 | 0 | 0 | 0 | 0 | 0 | 0 | 0 | 0 | 0 | 0 | 0 | 0 | 0 | 0 | 0 | 0 | 0 | 0
12 | 4 | 0 | 0 | 0 | 0 | 0 | 0 | 0 | 0 | 0 | 0 | 0 | 0 | 0 | 0 | 0 | 0 | 0 | 0 | 0 | 0 | 0 | 0 | 0 | 0
12 | 5 | 0 | 0 | 0 | 0 | 0 | 0 | 0 | 0 | 0 | 0 | 0 | 0 | 0 | 0 | 0 | 0 | 0 | 0 | 0 | 0 | 0 | 0 | 0 | 0
12 | 6 | 0 | 0 | 0 | 0 | 0 | 0 | 0 | 0 | 0 | 0 | 0 | 0 | 0 | 0 | 0 | 0 | 0 | 0 | 0 | 0 | 0 | 0 | 0 | 0
12 | 7 | 0 | 0 | 0 | 0 | 0 | 0 | 0 | 0 | 0 | 0 | 0 | 0 | 0 | 0 | 0 | 0 | 0 | 0 | 0 | 0 | 0 | 0 | 0 | 0
12 | 8 | 0 | 0 | 0 | 0 | 0 | 0 | 0 | 0 | 0 | 0 | 0 | 0 | 0 | 0 | 0 | 0 | 0 | 0 | 0 | 0 | 0 | 0 | 0 | 0
12 | 9 | 0 | 0 | 0 | 0 | 0 | 0 | 0 | 0 | 0 | 0 | 0 | 0 | 0 | 0 | 0 | 0 | 0 | 0 | 0 | 0 | 0 | 0 | 0 | 0
12 | 10 | 0 | 0 | 0 | 0 | 0 | 0 | 0 | 0 | 0 | 0 | 0 | 0 | 0 | 0 | 0 | 0 | 0 | 0 | 0 | 0 | 0 | 0 | 0 | 0
12 | 11 | 0 | 0 | 0 | 0 | 0 | 0 | 0 | 0 | 0 | 0 | 0 | 0 | 0 | 0 | 0 | 0 | 0 | 0 | 0 | 0 | 0 | 0 | 0 | 0
13 | 0 | 0 | 0 | 0 | 0 | 0 | 0 | 0 | 0 | 0 | 0 | 0 | 0 | 0 | 0 | 0 | 0 | 0 | 0 | 0 | 0 | 0 | 0 | 0 | 0
13 | 1 | 0 | 0 | 0 | 0 | 0 | 0 | 0 | 0 | 0 | 0 | 0 | 0 | 0 | 0 | 0 | 0 | 0 | 0 | 0 | 0 | 0 | 0 | 0 | 0
13 | 2 | 0 | 0 | 0 | 0 | 0 | 0 | 0 | 0 | 0 | 0 | 0 | 0 | 0 | 0 | 0 | 0 | 0 | 0 | 0 | 0 | 0 | 0 | 0 | 0
13 | 3 | 0 | 0 | 0 | 0 | 0 | 0 | 0 | 0 | 0 | 0 | 0 | 0 | 0 | 0 | 0 | 0 | 0 | 0 | 0 | 0 | 0 | 0 | 0 | 0
13 | 4 | 0 | 0 | 0 | 0 | 0 | 0 | 0 | 0 | 0 | 0 | 0 | 0 | 0 | 0 | 0 | 0 | 0 | 0 | 0 | 0 | 0 | 0 | 0 | 0
13 | 5 | 0 | 0 | 0 | 0 | 0 | 0 | 0 | 0 | 0 | 0 | 0 | 0 | 0 | 0 | 0 | 0 | 0 | 0 | 0 | 0 | 0 | 0 | 0 | 0
13 | 6 | 0 | 0 | 0 | 0 | 0 | 0 | 0 | 0 | 0 | 0 | 0 | 0 | 0 | 0 | 0 | 0 | 0 | 0 | 0 | 0 | 0 | 0 | 0 | 0
13 | 7 | 0 | 0 | 0 | 0 | 0 | 0 | 0 | 0 | 0 | 0 | 0 | 0 | 0 | 0 | 0 | 0 | 0 | 0 | 0 | 0 | 0 | 0 | 0 | 0
13 | 8 | 0 | 0 | 0 | 0 | 0 | 0 | 0 | 0 | 0 | 0 | 0 | 0 | 0 | 0 | 0 | 0 | 0 | 0 | 0 | 0 | 0 | 0 | 0 | 0
13 | 9 | 0 | 0 | 0 | 0 | 0 | 0 | 0 | 0 | 0 | 0 | 0 | 0 | 0 | 0 | 0 | 0 | 0 | 0 | 0 | 0 | 0 | 0 | 0 | 0
13 | 10 | 0 | 0 | 0 | 0 | 0 | 0 | 0 | 0 | 0 | 0 | 0 | 0 | 0 | 0 | 0 | 0 | 0 | 0 | 0 | 0 | 0 | 0 | 0 | 0
13 | 11 | 0 | 0 | 0 | 0 | 0 | 0 | 0 | 0 | 0 | 0 | 0 | 0 | 0 | 0 | 0 | 0 | 0 | 0 | 0 | 0 | 0 | 0 | 0 | 0
14 | 0 | 0 | 0 | 0 | 0 | 0 | 0 | 0 | 0 | 0 | 0 | 0 | 0 | 0 | 0 | 0 | 0 | 0 | 0 | 0 | 0 | 0 | 0 | 0 | 0
14 | 1 | 0 | 0 | 0 | 0 | 0 | 0 | 0 | 0 | 0 | 0 | 0 | 0 | 0 | 0 | 0 | 0 | 0 | 0 | 0 | 0 | 0 | 0 | 0 | 0
14 | 2 | 0 | 0 | 0 | 0 | 0 | 0 | 0 | 0 | 0 | 0 | 0 | 0 | 0 | 0 | 0 | 0 | 0 | 0 | 0 | 0 | 0 | 0 | 0 | 0
14 | 3 | 0 | 0 | 0 | 0 | 0 | 0 | 0 | 0 | 0 | 0 | 0 | 0 | 0 | 0 | 0 | 0 | 0 | 0 | 0 | 0 | 0 | 0 | 0 | 0
14 | 4 | 0 | 0 | 0 | 0 | 0 | 0 | 0 | 0 | 0 | 0 | 0 | 0 | 0 | 0 | 0 | 0 | 0 | 0 | 0 | 0 | 0 | 0 | 0 | 0
14 | 5 | 0 | 0 | 0 | 0 | 0 | 0 | 0 | 0 | 0 | 0 | 0 | 0 | 0 | 0 | 0 | 0 | 0 | 0 | 0 | 0 | 0 | 0 | 0 | 0
14 | 6 | 0 | 0 | 0 | 0 | 0 | 0 | 0 | 0 | 0 | 0 | 0 | 0 | 0 | 0 | 0 | 0 | 0 | 0 | 0 | 0 | 0 | 0 | 0 | 0
14 | 7 | 0 | 0 | 0 | 0 | 0 | 0 | 0 | 0 | 0 | 0 | 0 | 0 | 0 | 0 | 0 | 0 | 0 | 0 | 0 | 0 | 0 | 0 | 0 | 0
14 | 8 | 0 | 0 | 0 | 0 | 0 | 0 | 0 | 0 | 0 | 0 | 0 | 0 | 0 | 0 | 0 | 0 | 0 | 0 | 0 | 0 | 0 | 0 | 0 | 0
14 | 9 | 0 | 0 | 0 | 0 | 0 | 0 | 0 | 0 | 0 | 0 | 0 | 0 | 0 | 0 | 0 | 0 | 0 | 0 | 0 | 0 | 0 | 0 | 0 | 0
14 | 10 | 0 | 0 | 0 | 0 | 0 | 0 | 0 | 0 | 0 | 0 | 0 | 0 | 0 | 0 | 0 | 0 | 0 | 0 | 0 | 0 | 0 | 0 | 0 | 0
14 | 11 | 0 | 0 | 0 | 0 | 0 | 0 | 0 | 0 | 0 | 0 | 0 | 0 | 0 | 0 | 0 | 0 | 0 | 0 | 0 | 0 | 0 | 0 | 0 | 0
15 | 0 | 0 | 0 | 0 | 0 | 0 | 0 | 0 | 0 | 0 | 0 | 0 | 0 | 0 | 0 | 0 | 0 | 0 | 0 | 0 | 0 | 0 | 0 | 0 | 0
15 | 1 | 0 | 0 | 0 | 0 | 0 | 0 | 0 | 0 | 0 | 0 | 0 | 0 | 0 | 0 | 0 | 0 | 0 | 0 | 0 | 0 | 0 | 0 | 0 | 0
15 | 2 | 0 | 0 | 0 | 0 | 0 | 0 | 0 | 0 | 0 | 0 | 0 | 0 | 0 | 0 | 0 | 0 | 0 | 0 | 0 | 0 | 0 | 0 | 0 | 0
15 | 3 | 0 | 0 | 0 | 0 | 0 | 0 | 0 | 0 | 0 | 0 | 0 | 0 | 0 | 0 | 0 | 0 | 0 | 0 | 0 | 0 | 0 | 0 | 0 | 0
15 | 4 | 0 | 0 | 0 | 0 | 0 | 0 | 0 | 0 | 0 | 0 | 0 | 0 | 0 | 0 | 0 | 0 | 0 | 0 | 0 | 0 | 0 | 0 | 0 | 0
15 | 5 | 0 | 0 | 0 | 0 | 0 | 0 | 0 | 0 | 0 | 0 | 0 | 0 | 0 | 0 | 0 | 0 | 0 | 0 | 0 | 0 | 0 | 0 | 0 | 0
15 | 6 | 0 | 0 | 0 | 0 | 0 | 0 | 0 | 0 | 0 | 0 | 0 | 0 | 0 | 0 | 0 | 0 | 0 | 0 | 0 | 0 | 0 | 0 | 0 | 0
15 | 7 | 0 | 0 | 0 | 0 | 0 | 0 | 0 | 0 | 0 | 0 | 0 | 0 | 0 | 0 | 0 | 0 | 0 | 0 | 0 | 0 | 0 | 0 | 0 | 0
15 | 8 | 0 | 0 | 0 | 0 | 0 | 0 | 0 | 0 | 0 | 0 | 0 | 0 | 0 | 0 | 0 | 0 | 0 | 0 | 0 | 0 | 0 | 0 | 0 | 0
15 | 9 | 0 | 0 | 0 | 0 | 0 | 0 | 0 | 0 | 0 | 0 | 0 | 0 | 0 | 0 | 0 | 0 | 0 | 0 | 0 | 0 | 0 | 0 | 0 | 0
15 | 10 | 0 | 0 | 0 | 0 | 0 | 0 | 0 | 0 | 0 | 0 | 0 | 0 | 0 | 0 | 0 | 0 | 0 | 0 | 0 | 0 | 0 | 0 | 0 | 0
15 | 11 | 0 | 0 | 0 | 0 | 0 | 0 | 0 | 0 | 0 | 0 | 0 | 0 | 0 | 0 | 0 | 0 | 0 | 0 | 0 | 0 | 0 | 0 | 0 | 0
16 | 0 | 0 | 0 | 0 | 0 | 0 | 0 | 0 | 0 | 0 | 0 | 0 | 0 | 0 | 0 | 0 | 0 | 0 | 0 | 0 | 0 | 0 | 0 | 0 | 0
16 | 1 | 0 | 0 | 0 | 0 | 0 | 0 | 0 | 0 | 0 | 0 | 0 | 0 | 0 | 0 | 0 | 0 | 0 | 0 | 0 | 0 | 0 | 0 | 0 | 0
16 | 2 | 0 | 0 | 0 | 0 | 0 | 0 | 0 | 0 | 0 | 0 | 0 | 0 | 0 | 0 | 0 | 0 | 0 | 0 | 0 | 0 | 0 | 0 | 0 | 0
16 | 3 | 0 | 0 | 0 | 0 | 0 | 0 | 0 | 0 | 0 | 0 | 0 | 0 | 0 | 0 | 0 | 0 | 0 | 0 | 0 | 0 | 0 | 0 | 0 | 0
16 | 4 | 0 | 0 | 0 | 0 | 0 | 0 | 0 | 0 | 0 | 0 | 0 | 0 | 0 | 0 | 0 | 0 | 0 | 0 | 0 | 0 | 0 | 0 | 0 | 0
16 | 5 | 0 | 0 | 0 | 0 | 0 | 0 | 0 | 0 | 0 | 0 | 0 | 0 | 0 | 0 | 0 | 0 | 0 | 0 | 0 | 0 | 0 | 0 | 0 | 0
16 | 6 | 0 | 0 | 0 | 0 | 0 | 0 | 0 | 0 | 0 | 0 | 0 | 0 | 0 | 0 | 0 | 0 | 0 | 0 | 0 | 0 | 0 | 0 | 0 | 0
16 | 7 | 0 | 0 | 0 | 0 | 0 | 0 | 0 | 0 | 0 | 0 | 0 | 0 | 0 | 0 | 0 | 0 | 0 | 0 | 0 | 0 | 0 | 0 | 0 | 0
16 | 8 | 0 | 0 | 0 | 0 | 0 | 0 | 0 | 0 | 0 | 0 | 0 | 0 | 0 | 0 | 0 | 0 | 0 | 0 | 0 | 0 | 0 | 0 | 0 | 0
16 | 9 | 0 | 0 | 0 | 0 | 0 | 0 | 0 | 0 | 0 | 0 | 0 | 0 | 0 | 0 | 0 | 0 | 0 | 0 | 0 | 0 | 0 | 0 | 0 | 0
16 | 10 | 0 | 0 | 0 | 0 | 0 | 0 | 0 | 0 | 0 | 0 | 0 | 0 | 0 | 0 | 0 | 0 | 0 | 0 | 0 | 0 | 0 | 0 | 0 | 0
16 | 11 | 0 | 0 | 0 | 0 | 0 | 0 | 0 | 0 | 0 | 0 | 0 | 0 | 0 | 0 | 0 | 0 | 0 | 0 | 0 | 0 | 0 | 0 | 0 | 0
17 | 0 | 0 | 0 | 0 | 0 | 0 | 0 | 0 | 0 | 0 | 0 | 0 | 0 | 0 | 0 | 0 | 0 | 0 | 0 | 0 | 0 | 0 | 0 | 0 | 0
17 | 1 | 0 | 0 | 0 | 0 | 0 | 0 | 0 | 0 | 0 | 0 | 0 | 0 | 0 | 0 | 0 | 0 | 0 | 0 | 0 | 0 | 0 | 0 | 0 | 0
17 | 2 | 0 | 0 | 0 | 0 | 0 | 0 | 0 | 0 | 0 | 0 | 0 | 0 | 0 | 0 | 0 | 0 | 0 | 0 | 0 | 0 | 0 | 0 | 0 | 0
17 | 3 | 0 | 0 | 0 | 0 | 0 | 0 | 0 | 0 | 0 | 0 | 0 | 0 | 0 | 0 | 0 | 0 | 0 | 0 | 0 | 0 | 0 | 0 | 0 | 0
17 | 4 | 0 | 0 | 0 | 0 | 0 | 0 | 0 | 0 | 0 | 0 | 0 | 0 | 0 | 0 | 0 | 0 | 0 | 0 | 0 | 0 | 0 | 0 | 0 | 0
17 | 5 | 0 | 0 | 0 | 0 | 0 | 0 | 0 | 0 | 0 | 0 | 0 | 0 | 0 | 0 | 0 | 0 | 0 | 0 | 0 | 0 | 0 | 0 | 0 | 0
17 | 6 | 0 | 0 | 0 | 0 | 0 | 0 | 0 | 0 | 0 | 0 | 0 | 0 | 0 | 0 | 0 | 0 | 0 | 0 | 0 | 0 | 0 | 0 | 0 | 0
17 | 7 | 0 | 0 | 0 | 0 | 0 | 0 | 0 | 0 | 0 | 0 | 0 | 0 | 0 | 0 | 0 | 0 | 0 | 0 | 0 | 0 | 0 | 0 | 0 | 0
17 | 8 | 0 | 0 | 0 | 0 | 0 | 0 | 0 | 0 | 0 | 0 | 0 | 0 | 0 | 0 | 0 | 0 | 0 | 0 | 0 | 0 | 0 | 0 | 0 | 0
17 | 9 | 0 | 0 | 0 | 0 | 0 | 0 | 0 | 0 | 0 | 0 | 0 | 0 | 0 | 0 | 0 | 0 | 0 | 0 | 0 | 0 | 0 | 0 | 0 | 0
17 | 10 | 0 | 0 | 0 | 0 | 0 | 0 | 0 | 0 | 0 | 0 | 0 | 0 | 0 | 0 | 0 | 0 | 0 | 0 | 0 | 0 | 0 | 0 | 0 | 0
17 | 11 | 0 | 0 | 0 | 0 | 0 | 0 | 0 | 0 | 0 | 0 | 0 | 0 | 0 | 0 | 0 | 0 | 0 | 0 | 0 | 0 | 0 | 0 | 0 | 0
18 | 0 | 0 | 0 | 0 | 0 | 0 | 0 | 0 | 0 | 0 | 0 | 0 | 0 | 0 | 0 | 0 | 0 | 0 | 0 | 0 | 0 | 0 | 0 | 0 | 0
18 | 1 | 0 | 0 | 0 | 0 | 0 | 0 | 0 | 0 | 0 | 0 | 0 | 0 | 0 | 0 | 0 | 0 | 0 | 0 | 0 | 0 | 0 | 0 | 0 | 0
18 | 2 | 0 | 0 | 0 | 0 | 0 | 0 | 0 | 0 | 0 | 0 | 0 | 0 | 0 | 0 | 0 | 0 | 0 | 0 | 0 | 0 | 0 | 0 | 0 | 0
18 | 3 | 0 | 0 | 0 | 0 | 0 | 0 | 0 | 0 | 0 | 0 | 0 | 0 | 0 | 0 | 0 | 0 | 0 | 0 | 0 | 0 | 0 | 0 | 0 | 0
18 | 4 | 0 | 0 | 0 | 0 | 0 | 0 | 0 | 0 | 0 | 0 | 0 | 0 | 0 | 0 | 0 | 0 | 0 | 0 | 0 | 0 | 0 | 0 | 0 | 0
18 | 5 | 0 | 0 | 0 | 0 | 0 | 0 | 0 | 0 | 0 | 0 | 0 | 0 | 0 | 0 | 0 | 0 | 0 | 0 | 0 | 0 | 0 | 0 | 0 | 0
18 | 6 | 0 | 0 | 0 | 0 | 0 | 0 | 0 | 0 | 0 | 0 | 0 | 0 | 0 | 0 | 0 | 0 | 0 | 0 | 0 | 0 | 0 | 0 | 0 | 0
18 | 7 | 0 | 0 | 0 | 0 | 0 | 0 | 0 | 0 | 0 | 0 | 0 | 0 | 0 | 0 | 0 | 0 | 0 | 0 | 0 | 0 | 0 | 0 | 0 | 0
18 | 8 | 0 | 0 | 0 | 0 | 0 | 0 | 0 | 0 | 0 | 0 | 0 | 0 | 0 | 0 | 0 | 0 | 0 | 0 | 0 | 0 | 0 | 0 | 0 | 0
18 | 9 | 0 | 0 | 0 | 0 | 0 | 0 | 0 | 0 | 0 | 0 | 0 | 0 | 0 | 0 | 0 | 0 | 0 | 0 | 0 | 0 | 0 | 0 | 0 | 0
18 | 10 | 0 | 0 | 0 | 0 | 0 | 0 | 0 | 0 | 0 | 0 | 0 | 0 | 0 | 0 | 0 | 0 | 0 | 0 | 0 | 0 | 0 | 0 | 0 | 0
18 | 11 | 0 | 0 | 0 | 0 | 0 | 0 | 0 | 0 | 0 | 0 | 0 | 0 | 0 | 0 | 0 | 0 | 0 | 0 | 0 | 0 | 0 | 0 | 0 | 0
19 | 0 | 0 | 0 | 0 | 0 | 0 | 0 | 0 | 0 | 0 | 0 | 0 | 0 | 0 | 0 | 0 | 0 | 0 | 0 | 0 | 0 | 0 | 0 | 0 | 0
19 | 1 | 0 | 0 | 0 | 0 | 0 | 0 | 0 | 0 | 0 | 0 | 0 | 0 | 0 | 0 | 0 | 0 | 0 | 0 | 0 | 0 | 0 | 0 | 0 | 0
19 | 2 | 0 | 0 | 0 | 0 | 0 | 0 | 0 | 0 | 0 | 0 | 0 | 0 | 0 | 0 | 0 | 0 | 0 | 0 | 0 | 0 | 0 | 0 | 0 | 0
19 | 3 | 0 | 0 | 0 | 0 | 0 | 0 | 0 | 0 | 0 | 0 | 0 | 0 | 0 | 0 | 0 | 0 | 0 | 0 | 0 | 0 | 0 | 0 | 0 | 0
19 | 4 | 0 | 0 | 0 | 0 | 0 | 0 | 0 | 0 | 0 | 0 | 0 | 0 | 0 | 0 | 0 | 0 | 0 | 0 | 0 | 0 | 0 | 0 | 0 | 0
19 | 5 | 0 | 0 | 0 | 0 | 0 | 0 | 0 | 0 | 0 | 0 | 0 | 0 | 0 | 0 | 0 | 0 | 0 | 0 | 0 | 0 | 0 | 0 | 0 | 0
19 | 6 | 0 | 0 | 0 | 0 | 0 | 0 | 0 | 0 | 0 | 0 | 0 | 0 | 0 | 0 | 0 | 0 | 0 | 0 | 0 | 0 | 0 | 0 | 0 | 0
19 | 7 | 0 | 0 | 0 | 0 | 0 | 0 | 0 | 0 | 0 | 0 | 0 | 0 | 0 | 0 | 0 | 0 | 0 | 0 | 0 | 0 | 0 | 0 | 0 | 0
19 | 8 | 0 | 0 | 0 | 0 | 0 | 0 | 0 | 0 | 0 | 0 | 0 | 0 | 0 | 0 | 0 | 0 | 0 | 0 | 0 | 0 | 0 | 0 | 0 | 0
19 | 9 | 0 | 0 | 0 | 0 | 0 | 0 | 0 | 0 | 0 | 0 | 0 | 0 | 0 | 0 | 0 | 0 | 0 | 0 | 0 | 0 | 0 | 0 | 0 | 0
19 | 10 | 0 | 0 | 0 | 0 | 0 | 0 | 0 | 0 | 0 | 0 | 0 | 0 | 0 | 0 | 0 | 0 | 0 | 0 | 0 | 0 | 0 | 0 | 0 | 0
19 | 11 | 0 | 0 | 0 | 0 | 0 | 0 | 0 | 0 | 0 | 0 | 0 | 0 | 0 | 0 | 0 | 0 | 0 | 0 | 0 | 0 | 0 | 0 | 0 | 0

## Unsatisfied Reserve
| Year 0 | Year 1 | Year 2 | Year 3 | Year 4 | Year 5 | Year 6 | Year 7 | Year 8 | Year 9 | Year 10 | Year 11 | Year 12 | Year 13 | Year 14 | Year 15 | Year 16 | Year 17 | Year 18 | Year 19
Value | 12.753 | 13.3907 | 14.0602 | 14.7632 | 15.5014 | 16.2764 | 0 | 0 | 0 | 0 | 0 | 0 | 0 | 0 | 0 | 0 | 0 | 0 | 0 | 0

## Yearly NPV
| Total Value | Capex | Fixed Opex | Variable Opex | Fuel Opex | Emissions Tax | Lost Load Cost | Excess Load Cost | Purchased Electricity Cost | Unsatisfied Reserve Cost | Electricity Revenues | Retirement Revenues | Salvage Value
0 | 4.8463 | 0 | 0 | 0 | 0 | 0 | 4.8463 | 0 | 0 | 0 | 0 | 0 | 0
1 | 4.8463 | 0 | 0 | 0 | 0 | 0 | 4.8463 | 0 | 0 | 0 | 0 | 0 | 0
2 | 4.8463 | 0 | 0 | 0 | 0 | 0 | 4.8463 | 0 | 0 | 0 | 0 | 0 | 0
3 | 4.8463 | 0 | 0 | 0 | 0 | 0 | 4.8463 | 0 | 0 | 0 | 0 | 0 | 0
4 | 4.8463 | 0 | 0 | 0 | 0 | 0 | 4.8463 | 0 | 0 | 0 | 0 | 0 | 0
5 | 4.8463 | 0 | 0 | 0 | 0 | 0 | 4.8463 | 0 | 0 | 0 | 0 | 0 | 0
6 | 16.9387 | 17.9854 | 0.27983 | 0 | 0 | 0 | 4.8463 | 0 | 0 | 0 | 6.1728 | 0 | 0
7 | -0.76602 | 0 | 0.26651 | 0 | 0 | 0 | 4.8463 | 0 | 0 | 0 | 5.8789 | 0 | 0
8 | -0.49876 | 0 | 0.25381 | 0 | 0 | 0 | 4.8463 | 0 | 0 | 0 | 5.5989 | 0 | 0
9 | -0.24424 | 0 | 0.24173 | 0 | 0 | 0 | 4.8463 | 0 | 0 | 0 | 5.3323 | 0 | 0
10 | -0.0018266 | 0 | 0.23022 | 0 | 0 | 0 | 4.8463 | 0 | 0 | 0 | 5.0784 | 0 | 0
11 | 0.22904 | 0 | 0.21925 | 0 | 0 | 0 | 4.8463 | 0 | 0 | 0 | 4.8366 | 0 | 0
12 | 0.44891 | 0 | 0.20881 | 0 | 0 | 0 | 4.8463 | 0 | 0 | 0 | 4.6062 | 0 | 0
13 | 0.65831 | 0 | 0.19887 | 0 | 0 | 0 | 4.8463 | 0 | 0 | 0 | 4.3869 | 0 | 0
14 | 0.85774 | 0 | 0.1894 | 0 | 0 | 0 | 4.8463 | 0 | 0 | 0 | 4.178 | 0 | 0
15 | 1.0477 | 0 | 0.18038 | 0 | 0 | 0 | 4.8463 | 0 | 0 | 0 | 3.979 | 0 | 0
16 | 1.2286 | 0 | 0.17179 | 0 | 0 | 0 | 4.8463 | 0 | 0 | 0 | 3.7896 | 0 | 0
17 | 1.4008 | 0 | 0.16361 | 0 | 0 | 0 | 4.8463 | 0 | 0 | 0 | 3.6091 | 0 | 0
18 | 1.5649 | 0 | 0.15582 | 0 | 0 | 0 | 4.8463 | 0 | 0 | 0 | 3.4373 | 0 | 0
19 | -3.2839 | 0 | 0.1484 | 0 | 0 | 0 | 4.8463 | 0 | 0 | 0 | 3.2736 | 0 | 5.0051

## Total NPV
| Total Value | Capex | Fixed Opex | Variable Opex | Fuel Opex | Emissions Tax | Lost Load Cost | Excess Load Cost | Purchased Electricity Cost | Unsatisfied Reserve Cost | Electricity Revenues | Retirement Revenues | Salvage Value
0 | 48.658 | 17.9854 | 2.9084 | 0 | 0 | 0 | 96.9268 | 0 | 0 | 0 | 64.1576 | 0 | 5.0051

## Yearly Values
| Demand | Unserved Demand | Excess Electricity | Charging | Discharging | Sold (Generated) | Sold (Stored) | Dispatched Diesel | Dispatched PV | Dispatched Wind | Purchased Electricity
0 | 2655.7735 | 2655.7735 | 0 | 0 | 0 | 0 | 0 | 0 | 0 | 0 | 0
1 | 2788.5622 | 2788.5622 | 0 | 0 | 0 | 0 | 0 | 0 | 0 | 0 | 0
2 | 2927.9903 | 2927.9903 | 0 | 0 | 0 | 0 | 0 | 0 | 0 | 0 | 0
3 | 3074.3898 | 3074.3898 | 0 | 0 | 0 | 0 | 0 | 0 | 0 | 0 | 0
4 | 3228.1093 | 3228.1093 | 0 | 0 | 0 | 0 | 0 | 0 | 0 | 0 | 0
5 | 3389.5148 | 3389.5148 | 0 | 0 | 0 | 0 | 0 | 0 | 0 | 0 | 0
6 | 3558.9905 | 3558.9905 | 0 | 0 | 0 | 1811.4923 | 0 | 0 | 1811.4923 | 0 | 0
7 | 3736.9401 | 3736.9401 | 0 | 0 | 0 | 1811.4923 | 0 | 0 | 1811.4923 | 0 | 0
8 | 3923.7871 | 3923.7871 | 0 | 0 | 0 | 1811.4923 | 0 | 0 | 1811.4923 | 0 | 0
9 | 4119.9764 | 4119.9764 | 0 | 0 | 0 | 1811.4923 | 0 | 0 | 1811.4923 | 0 | 0
10 | 4325.9752 | 4325.9752 | 0 | 0 | 0 | 1811.4923 | 0 | 0 | 1811.4923 | 0 | 0
11 | 4542.274 | 4542.274 | 0 | 0 | 0 | 1811.4923 | 0 | 0 | 1811.4923 | 0 | 0
12 | 4769.3877 | 4769.3877 | 0 | 0 | 0 | 1811.4923 | 0 | 0 | 1811.4923 | 0 | 0
13 | 5007.8571 | 5007.8571 | 0 | 0 | 0 | 1811.4923 | 0 | 0 | 1811.4923 | 0 | 0
14 | 5258.2499 | 5258.2499 | 0 | 0 | 0 | 1811.4923 | 0 | 0 | 1811.4923 | 0 | 0
15 | 5521.1624 | 5521.1624 | 0 | 0 | 0 | 1811.4923 | 0 | 0 | 1811.4923 | 0 | 0
16 | 5797.2205 | 5797.2205 | 0 | 0 | 0 | 1811.4923 | 0 | 0 | 1811.4923 | 0 | 0
17 | 6087.0816 | 6087.0816 | 0 | 0 | 0 | 1811.4923 | 0 | 0 | 1811.4923 | 0 | 0
18 | 6391.4357 | 6391.4357 | 0 | 0 | 0 | 1811.4923 | 0 | 0 | 1811.4923 | 0 | 0
19 | 6711.0074 | 6711.0074 | 0 | 0 | 0 | 1811.4923 | 0 | 0 | 1811.4923 | 0 | 0